## Metadata
Renewable energy planning applications list, April 2002 to March 2025
Description: List of planning applications for single wind turbines, wind farms and solar farms by status (decided, withdrawn or live at 31 March 2025), April 2002 to December 2024. Data for 2024/25 are now finalised and will not be subject to futher scheduled revisions.
Coverage: Northern Ireland
Time period: 1 April 2002 to 31 March 2025
Date provided: 26 June 2025
Contact: ASRB@nisra.gov.uk
Source: Northern Ireland & Mid Ulster Planning Portals, Northern Ireland Planning Statistics
The most recent published data and quality information can be found at:
www.infrastructure-ni.gov.uk/articles/planning-activity-statistics
© Crown copyright 2025
You may re-use this information (excluding logos) free of charge in any format or medium, under the terms of the Open Government Licence v.3.
Internet link: Open Government Licence

## List
ID | DateReceived | Authority | RenewableType | Proposal | Location | Easting | Northing | Decision_Withdrawal | Decision_Withdrawal_Year | Decision_Withdrawal_Date | Live@31Mar | timeinsystem@31Mar | Status@31Mar
G/2002/0286/F | 2002-04-03 | Mid and East Antrim | Single wind turbine | Proposed New 35m High Wind Turbine. | 46 Moneyduff Road, Cloughmills. | 309672 | 417639 | Approved | 2004/05 | 2005-01-27 |  |  | Approved
G/2002/0288/F | 2002-04-03 | Mid and East Antrim | Single wind turbine | Wind Turbine (Amended site). | 19 Ballybogy Road, Clough, Ballymena | 309706 | 414759 | Approved | 2002/03 | 2002-09-17 |  |  | Approved
S/2002/0610/F | 2002-05-08 | Lisburn and Castlereagh | Single wind turbine | Erection of wind turbine to generate electricity supplying house and farmyard - retrospective | 106 Dromore Road, Burren, Ballynahinch, Northern Ireland, BT24 8HX | 332297 | 352581 | Approved | 2002/03 | 2002-10-11 |  |  | Approved
N/2002/0458/F | 2002-05-13 | Armagh, Banbridge and Craigavon | Single wind turbine | Erection of wind turbine | CIDO Business Complex, Carn Drive, Carn Industrial Area, Portadown | 302610 | 356570 | Approved | 2002/03 | 2002-07-26 |  |  | Approved
H/2002/0557/F | 2002-05-31 | Mid Ulster | Wind farm | Erection of 3 No Wind Turbines (Tripod Base). | 11 Drumard Road, Knockloughrim, Magherafelt | 290103 | 397785 | Withdrawn | 2003/04 | 2003-06-09 |  |  | Withdrawn
V/2002/0176/F | 2002-05-31 | Mid and East Antrim | Single wind turbine | Domestic windmill | 31A McCrae's Brae, Whitehead | 348220 | 393073 | Approved | 2004/05 | 2004-05-21 |  |  | Approved
R/2002/0742/F | 2002-06-11 | Newry, Mourne and Down | Single wind turbine | Erection of a domestic wind turbine on a 12m monopole. | 7 Ballyhosset Road, Ardglass | 353394 | 339585 | Approved | 2002/03 | 2002-11-14 |  |  | Approved
C/2002/0673/F | 2002-07-16 | Causeway Coast and Glens | Wind farm | Site for 3 no 35m high wind turbines | Adjacent to 84 Carhill Road, Garvagh | 284631 | 411803 | Withdrawn | 2002/03 | 2002-12-09 |  |  | Withdrawn
G/2002/0720/F | 2002-07-23 | Mid and East Antrim | Single wind turbine | Wind Turbine Installation. | Adjacent To 42 Tully Road, Portglenone. | 300136 | 402666 | Approved | 2005/06 | 2005-06-02 |  |  | Approved
J/2002/0511/F | 2002-08-14 | Derry and Strabane | Single wind turbine | 18M high wind turbine (to generate electricity for private business use and surplus feed into the national grid system) | 130 Metres south of 17 Gortgranagh Road, Newtownstewart | 239822 | 383670 | Approved | 2002/03 | 2002-11-11 |  |  | Approved
L/2002/1042/F | 2002-08-15 | Fermanagh and Omagh | Wind farm | Proposed Wind Farm development consisting of a 19.5 MW installed capacity, comprising of 13 wind turbines (total height 87.85m blade tip to ground level - 54.70m from ground level to hub height) associated transformers, a permanent 57m anemometer mast, ac | Glenarn, Stranahone & Stranadarriff, Tappaghan Mountain, Lack. | 229202 | 368296 | Approved | 2003/04 | 2003-11-03 |  |  | Approved
A/2002/0884/F | 2002-08-27 | Derry and Strabane | Single wind turbine | Erection of 10kw wind turbine for domestic use | 146 Foreglen Road, Claudy, Londonderry | 256473 | 409283 | Approved | 2002/03 | 2002-11-11 |  |  | Approved
Z/2002/2091/F | 2002-09-10 | Belfast | Single wind turbine | Erection of wind turbine (to generate electricity for Cavehill Primary School) (Amended Design). | Cavehill Primary School Upper Castle Park Belfast BT15 5FG | 332732 | 378355 | Withdrawn | 2003/04 | 2003-07-30 |  |  | Withdrawn
L/2002/1183/F | 2002-09-18 | Fermanagh and Omagh | Wind farm | A wind farm comprising up to 11 turbines (each turbine has a maximum overall height of 107m) and associated transformers, one permanent anemometer mast, access tracks and gates, a site control room and substation, electrical cabling, a temporary site comp | Carricknabrattoge, Carrowmaculla, Eshmeen & Tully, Lisnaskea. | 243099 | 334627 | Withdrawn | 2002/03 | 2003-01-27 |  |  | Withdrawn
G/2002/0988/F | 2002-10-14 | Mid and East Antrim | Single wind turbine | 35 metre high wind turbine. | Adjacent to 53a Loan Road, Cullybackey, Ballymena. | 303687 | 407000 | Approved | 2003/04 | 2003-05-13 |  |  | Approved
S/2002/1495/F | 2002-10-29 | Lisburn and Castlereagh | Single wind turbine | Erection of one electricity - generating grid linked wind turbines, turbine to be 2.5kw rated to be erected on 11m mast. | 15 Middle Road, Drennan, Lisburn, Northern Ireland, BT27 6UU | 332444 | 359827 | Approved | 2003/04 | 2004-01-15 |  |  | Approved
R/2002/1449/F | 2002-11-01 | Newry, Mourne and Down | Single wind turbine | Wind turbine | East of 22 Drumnaconnell Road, Saintfield | 339574 | 357513 | Approved | 2002/03 | 2003-02-08 |  |  | Approved
M/2002/1308/F | 2002-11-18 | Mid Ulster | Single wind turbine | Erection of wind turbine | 215 Metres South South West of 49 Drumflugh Road, Dungannon | 279859 | 352692 | Approved | 2003/04 | 2004-03-01 |  |  | Approved
S/2002/1624/F | 2002-11-25 | Belfast | Single wind turbine | Erection of one 22-metre wind turbine and associated equipment cabin. | Church of the Nativity, Bell Steel Road, Belfast | 327540 | 370101 | Approved | 2004/05 | 2004-08-06 |  |  | Approved
C/2002/1129/F | 2002-12-20 | Causeway Coast and Glens | Single wind turbine | Site for one 35m high Wind Turbine. | Adjacent 84 Carhill Road, Garvagh, Coleraine, BT51 5PQ. | 284577 | 411945 | Approved | 2002/03 | 2003-03-25 |  |  | Approved
L/2003/0013/F | 2003-01-07 | Fermanagh and Omagh | Single wind turbine | Erection of Wind Turbine Generator (50kw) on 20m high single lattice tower. | 126 Marble Arch Road, Killesher, Florencecourt, Enniskillen. | 212368 | 335715 | Approved | 2004/05 | 2004-12-15 |  |  | Approved
G/2003/0113/F | 2003-02-05 | Mid and East Antrim | Single wind turbine | Erection of wind turbine for domestic use. | 230 Portglenone Road, Gillistown, Randalstown, Northern Ireland, BT41 3RP | 303902 | 395883 | Approved | 2003/04 | 2003-08-12 |  |  | Approved
K/2003/0123/F | 2003-02-06 | Fermanagh and Omagh | Single wind turbine | 20KW Wind Turbine | 100 Metres South/West of 8 Tullyrush Road, Omagh | 250350 | 367529 | Withdrawn | 2004/05 | 2004-10-29 |  |  | Withdrawn
C/2003/0122/F | 2003-02-10 | Causeway Coast and Glens | Single wind turbine | Proposed 16m in height electricity generating windmill | 18 Drumagully Road, Castlerock, Coleraine | 274864 | 435274 | Approved | 2006/07 | 2006-06-15 |  |  | Approved
T/2003/0164/F | 2003-02-21 | Antrim and Newtownabbey | Single wind turbine | Erection of domestic wind turbine. | 44 Rathmore Road, Dunadry, Antrim. | 318476 | 386456 | Approved | 2003/04 | 2003-09-07 |  |  | Approved
K/2003/0217/F | 2003-02-27 | Fermanagh and Omagh | Single wind turbine | 23 Metre high wind turbine to generate electricity for private use and surplus feed into the national grid system (20 KW) (Ammended Scheme) | 70 Metres South East of 131 Carnalea Road, Seskinore, Omagh (Readvertisement) | 248188 | 363148 | Approved | 2004/05 | 2004-10-04 |  |  | Approved
L/2003/0524 | 2003-04-01 | Fermanagh and Omagh | Wind farm | Development of a wind farm comprising of 7 number wind turbines. | Altawark,Rosslea. | 247874 | 339107 | Withdrawn | 2004/05 | 2004-04-19 |  |  | Withdrawn
A/2003/0439/F | 2003-04-25 | Derry and Strabane | Single wind turbine | Erection of a 10 KW wind-turbine for domestic use | Site at 146 Foreglen Road Claudy Londonderry | 256470 | 409282 | Approved | 2003/04 | 2003-10-20 |  |  | Approved
F/2003/0160/F | 2003-04-30 | Mid and East Antrim | Single wind turbine | Erection of 2.5kw Wind Turbine 6.5m in height. | 31 Langdale Lane, Islandmagee. | 348018 | 396861 | Approved | 2003/04 | 2003-09-17 |  |  | Approved
H/2003/0578/F | 2003-05-28 | Mid Ulster | Wind farm | Erection of three no. wind turbines (Tripod base). | The Rock, 11 Drumard Road, Knockloughrim, Magherafelt. | 290092 | 397809 | Approved | 2003/04 | 2003-09-18 |  |  | Approved
S/2003/0883/F | 2003-05-30 | Lisburn and Castlereagh | Single wind turbine | Wind turbine generator (2.5kW). | 75M to rear of The Laurels, Lisnastream Road, Lisburn. | 329238 | 361671 | Approved | 2003/04 | 2003-12-04 |  |  | Approved
W/2003/0453/F | 2003-05-30 | Ards and North Down | Single wind turbine | Erection of 6m high wind turbine & solar water heating panels to 2 buildings. | Seahill Road, Craigavad, Holywood | 343511 | 381634 | Approved | 2003/04 | 2003-09-08 |  |  | Approved
B/2003/0317/F | 2003-06-03 | Causeway Coast and Glens | Single wind turbine | Erection of wind turbine | 130 metres south of 'Foyle View Lodge', 184 Drumsurn Road, Little Derry, Limavady | 271878 | 419739 | Approved | 2004/05 | 2004-06-07 |  |  | Approved
K/2003/0626/F | 2003-06-04 | Strategic Planning Division | Wind farm | Construction of Wind Farm development consisting of an 11.7MW installed capacity, consisting of 9 No 1.3MW turbines (total height 76 metres blade tip to ground level- 46 metres from ground level to hub height) associated transformers, a permanent 51m anem | Townland of Beltany with access to the site through the townlands of Aghafad and Beragh, onto Aghafad Road, Bessy Bell Mountain, Omagh. | 239699 | 381564 | Approved | 2004/05 | 2005-01-07 |  |  | Approved
G/2003/0676/F | 2003-06-09 | Mid and East Antrim | Single wind turbine | 6.5 metre Domestic Wind Turbine. | 172A Largy Road, Ahoghill. | 302991 | 397127 | Approved | 2003/04 | 2003-12-03 |  |  | Approved
Y/2003/0339/F | 2003-06-09 | Lisburn and Castlereagh | Single wind turbine | Erection of a Proven WT2500 wind turbine with TM1100 mast for domestic/home use. | 60 Gransha Road, Ballybeen, Dundonald, Northern Ireland, BT16 1XQ | 341888 | 372480 | Approved | 2003/04 | 2003-10-22 |  |  | Approved
D/2003/0329/F | 2003-06-11 | Causeway Coast and Glens | Wind farm | 15 mega-watt windfarm development comprising 5 No. 3.0 mega-watt wind turbines with an overall height of 125 metres, 33kv sub-station building and associated site works (Amended scheme). | Garves Mountain Farm, Tullaghans Road (access adjacent to no. 91), Dunloy. | 299282 | 417964 | Approved | 2006/07 | 2006-12-15 |  |  | Approved
V/2003/0190/F | 2003-06-12 | Mid and East Antrim | Single wind turbine | Windmill Generator. | 57 Belfast Road, Knocknagulliagh, Whitehead, Northern Ireland, BT39 9SU | 346721 | 391133 | Approved | 2004/05 | 2004-04-08 |  |  | Approved
P/2003/1352/F | 2003-06-23 | Newry, Mourne and Down | Single wind turbine | Erection of Wind Turbine 25m high | Aughnagun Landfill Site, Chapel Hill Road, Mayobridge | 314635 | 324975 | Approved | 2004/05 | 2004-05-14 |  |  | Approved
K/2003/0713/F | 2003-06-26 | Fermanagh and Omagh | Single wind turbine | 30.3m high wind turbine for power generation. | Youth Sport Omagh Ltd, Sports & Recreation Complex, 350m S.E of Tirquin Road, Glendore Park Junction, Cookstown Road, Omagh | 248066 | 373721 | Approved | 2003/04 | 2004-02-26 |  |  | Approved
L/2003/1023/F | 2003-06-30 | Fermanagh and Omagh | Single wind turbine | Erection of wind turbine. | Meenacloybane, Garrison. | 200931 | 352881 | Approved | 2003/04 | 2003-10-09 |  |  | Approved
K/2003/0762/F | 2003-07-07 | Fermanagh and Omagh | Single wind turbine | 25m High Wind Turbine for Power Generation | Approx. 100 metres South East of Hill Farm, Camphill Community Clanabogan, Drudgeon Road, Omagh. | 241495 | 367877 | Approved | 2003/04 | 2003-09-16 |  |  | Approved
T/2003/0783/F | 2003-07-09 | Antrim and Newtownabbey | Single wind turbine | 2.5 KW Domestic Wind Turbine on 11m Mast. | 61 Loughview Road, Aldergrove | 311366 | 381368 | Approved | 2003/04 | 2003-11-11 |  |  | Approved
B/2003/0431/F | 2003-07-16 | Causeway Coast and Glens | Single wind turbine | Erection of 25 metre high 20kw wind turbine | Adjacent to 59 Magheramore Road, Dungiven | 267735 | 406834 | Approved | 2003/04 | 2003-11-15 |  |  | Approved
S/2003/1179/F | 2003-07-16 | Lisburn and Castlereagh | Single wind turbine | 24 metre high, 2.5 kw wind turbine for domestic use adjacent to existing dwelling. | 106 Dromore Road, Burren, Ballynahinch BT24 8HX | 332384 | 352581 | Approved | 2003/04 | 2004-03-04 |  |  | Approved
S/2003/1202/F | 2003-07-18 | Lisburn and Castlereagh | Single wind turbine | Erection of a single 6.5 metre high wind turbine. | Site adj to 21 Drumlough Road, Hillsborough. | 326235 | 355473 | Approved | 2005/06 | 2005-09-28 |  |  | Approved
U/2003/0500/F | 2003-07-25 | Antrim and Newtownabbey | Single wind turbine | Erection of a 9.6m high wind turbine for domestic use. | 25 Ballylinney Road, Ballylinny, Ballyclare, Northern Ireland, BT39 9PB | 329363 | 389325 | Approved | 2003/04 | 2004-03-15 |  |  | Approved
M/2003/0999/F | 2003-08-01 | Strategic Planning Division | Wind farm | Wind farm development involving the erection of a maximum of 12 wind turbines, associated transformers, new access from B83, new and upgraded tracks within site, sub-station and control building, temporary contactor's compound, met mast and associated anc | Lands to the south and south west of the junction between Lough na Blaneybane and B83 Old Monaghan Road ( locally known as Briney's, Toal's and Jim's Owen's mountains), Clogher Co. Tyrone | 256442 | 344904 | Withdrawn | 2008/09 | 2008-04-29 |  |  | Withdrawn
Z/2003/2222/F | 2003-09-09 | Belfast | Single wind turbine | New wind generating turbine | Cavehill Primary School, Upper Castle Park, Belfast, BT15 5FG | 332732 | 378356 | Approved | 2003/04 | 2004-01-21 |  |  | Approved
M/2003/1248/F | 2003-09-25 | Mid Ulster | Single wind turbine | wind turbine | Dungannon Park, Moy Road, Dungannon | 280495 | 360630 | Approved | 2003/04 | 2004-02-04 |  |  | Approved
A/2003/1010/F | 2003-10-01 | Derry and Strabane | Single wind turbine | Erection of domestic size wind turbine 24m high or 80' | Ballyarnett House, 154 Racecourse Road, Londonderry | 245064 | 422493 | Approved | 2003/04 | 2004-02-11 |  |  | Approved
O/2003/1157/F | 2003-10-10 | Armagh, Banbridge and Craigavon | Single wind turbine | Proposed wind turbine | Carricklane, 38 Crammonhill Road, Markethill | 295624 | 338410 | Approved | 2005/06 | 2006-03-09 |  |  | Approved
T/2003/1355/F | 2003-11-14 | Antrim and Newtownabbey | Single wind turbine | Erection of 20kw wind turbine, 24m in height with 10m rotating blades. | 44 Rathmore Road, Dunadry, Antrim. | 318473 | 386452 | Approved | 2003/04 | 2004-03-03 |  |  | Approved
E/2003/0480/F | 2003-11-19 | Causeway Coast and Glens | Single wind turbine | Erection of wind turbine (to serve farmhouse and outbuildings). | Land approx. 90m SW of 140 Glenshesk Road, Tureagh, Armoy. | 309737 | 432958 | Approved | 2004/05 | 2004-04-30 |  |  | Approved
T/2003/1369/F | 2003-11-19 | Antrim and Newtownabbey | Single wind turbine | Erection of wind turbine V47-660 KW, 40.7m tower with additional 23.5m rotating blades (Amended Description) | Antrim Hospital Site, Bush Road, Antrim. | 317026 | 388620 | Approved | 2003/04 | 2004-03-31 |  |  | Approved
L/2003/1805/F | 2003-11-21 | Fermanagh and Omagh | Single wind turbine | Erection of 1 No Wind Turbine | Breandrum, Brookeborough. | 238052 | 341427 | Approved | 2003/04 | 2004-01-27 |  |  | Approved
H/2003/1413/F | 2003-11-24 | Mid Ulster | Single wind turbine | Electricity generating windmill. | 16 Ballymacilcurr Road, Maghera. | 286115 | 401561 | Approved | 2004/05 | 2005-01-31 |  |  | Approved
L/2003/1921/F | 2003-12-15 | Fermanagh and Omagh | Single wind turbine | To raise the height of existing Wind Turbine tower from 7m to 14m. | 31 Brookhill Rd, Portnablahy, Letter. | 206714 | 364884 | Approved | 2003/04 | 2004-02-27 |  |  | Approved
L/2003/1982/F | 2003-12-22 | Fermanagh and Omagh | Single wind turbine | 18m Galvanised Tubular Lattice Tower with additional 3m Wind Turbine | The Old Apple House, Carrickreagh, Monea, Enniskillen. | 217049 | 351232 | Approved | 2004/05 | 2004-04-22 |  |  | Approved
T/2004/0041/F | 2004-01-15 | Antrim and Newtownabbey | Single wind turbine | Erection of Domestic Scale Wind Generator approx 25 metres in Height with 3.5 metre rotating blades. | 16 Crosshill Road, Crumlin | 315936 | 377745 | Refused | 2005/06 | 2006-02-01 |  |  | Refused
R/2004/0083/F | 2004-01-23 | Newry, Mourne and Down | Single wind turbine | Erection of single wind turbine. | Opposite 22 Drumnaconnell Road, Saintfield | 339491 | 357523 | Approved | 2004/05 | 2004-04-02 |  |  | Approved
O/2004/0136/F | 2004-02-09 | Armagh, Banbridge and Craigavon | Single wind turbine | Erection of Wind Turbine | 96 Mullavilly Road, Tandragee | 301297 | 348533 | Approved | 2004/05 | 2004-12-20 |  |  | Approved
F/2004/0088/F | 2004-02-24 | Mid and East Antrim | Single wind turbine | Proposed Wind Turbine To Provide Electricity. | Approximately 60m west of 39a Watchill Road, Ballyclare. | 337465 | 393962 | Approved | 2004/05 | 2004-10-19 |  |  | Approved
J/2004/0149/F | 2004-02-25 | Derry and Strabane | Single wind turbine | Erection of a 32.5 metre wind turbine to serve organic milk production processing plant. | 70 metres south west of 125 Strabane Road, Castlederg | 228584 | 384945 | Approved | 2004/05 | 2004-06-08 |  |  | Approved
T/2004/0196/F | 2004-02-25 | Antrim and Newtownabbey | Single wind turbine | Installation of a Wind Powered Generator for the Production of Renewable Energy. | Approx 400m South of 5 Carmavy Road, Crumlin | 318308 | 380694 | Refused | 2006/07 | 2006-05-18 |  |  | Refused
C/2004/0199/F | 2004-03-03 | Causeway Coast and Glens | Single wind turbine | Wind turbine for residential development (one house) | 8 Carragh Road, Bushmills | 293365 | 436050 | Approved | 2005/06 | 2005-06-22 |  |  | Approved
A/2004/0233/F | 2004-03-04 | Derry and Strabane | Single wind turbine | Development of wind turbine and associated civil works and mechanical and electrical infrastructure | Land between Westway, Glenowen, Hollyhill Road, Creggan Road and Bligh's Lane Ballymagowan Londonderry | 241827 | 417041 | Approved | 2004/05 | 2004-10-18 |  |  | Approved
L/2004/0472/F | 2004-03-08 | Strategic Planning Division | Wind farm | Amendment to proposed windfarm layout comprising reduction from 9 to 6 turbines, (64m hub height 71m rotor diameter) with a maximum overall height of 99.5m, 40m high meteorological mast, new access tracks, crane hardstanding areas, 33Kv substation and com | Tullinoid Townland (800 m south of Bigdogs Lough), Derrygonnelly, Co. Fermanagh | 202437 | 348380 | Withdrawn | 2010/11 | 2011-01-18 |  |  | Withdrawn
T/2004/0272/F | 2004-03-10 | Antrim and Newtownabbey | Single wind turbine | Erection of wind turbine | Approximately 130m N W of 44 Connaught Road, Randalstown | 307335 | 392693 | Approved | 2005/06 | 2005-11-03 |  |  | Approved
S/2004/0402/F | 2004-03-12 | Lisburn and Castlereagh | Single wind turbine | Erection of a 10 metre tall micro wind turbine/weather station for educational purposes. | Riverdale Primary School, 288 Ballynahinch Road, Lisburn. | 328801 | 360416 | Approved | 2006/07 | 2006-05-30 |  |  | Approved
J/2004/0295/F | 2004-03-15 | Strategic Planning Division | Wind farm | Proposed Wind Farm Development comprising the erection of a maximum of 6 turbines (maximum height 92.25m above finished ground level to blade tip - maximum hub height of 57m above finished ground level), associated transformers, new and upgraded tracks, s | Lands to the north of Lough Lee at Bin Mountain, comprising townlands of Binnawooda and Bolaght with access through the townlands of Meenacloy, Meenabog, Ally and Curraghmacall. | 224967 | 376321 | Approved | 2005/06 | 2006-02-17 |  |  | Approved
X/2004/0380/F | 2004-03-18 | Ards and North Down | Single wind turbine | Propose to build a 10m tall micro wind turbine weather station to measure wind speed & for educational purposes. | Glastry College, 114 Victoria Road, Ballyhalbert | 363650 | 362892 | Approved | 2004/05 | 2004-07-01 |  |  | Approved
C/2004/0305/F | 2004-03-24 | Causeway Coast and Glens | Single wind turbine | The erection of a 2.5Kw, small scale, wind turbine with a tower height of 11m. The installation of 11m2 of Photovoltaic panels (1.5Kw) on the rear facing roof. | 30 Corbally Road, Portrush, Northern Ireland, BT56 8NW | 288598 | 438340 | Approved | 2004/05 | 2004-11-05 |  |  | Approved
G/2004/0390/F | 2004-03-24 | Mid and East Antrim | Single wind turbine | Erection of wind generator in field behind house. | 34 Loughloughan Road, Broughshane. | 318959 | 409422 | Refused | 2004/05 | 2004-12-02 |  |  | Refused
D/2004/0263/F | 2004-03-30 | Causeway Coast and Glens | Single wind turbine | Proposed wind turbine to serve agricultural business & domestic dwelling | 143 Finvoy Road, Knockans, Ballymoney, Northern Ireland, BT53 7JL | 295315 | 419506 | Approved | 2004/05 | 2004-09-28 |  |  | Approved
D/2004/0278/F | 2004-04-05 | Causeway Coast and Glens | Single wind turbine | Proposed new Vestas V39-500KW 50 Hz Wind Turbine | Adjacent to 55 Moyan Road, Stranocum | 302943 | 425841 | Refused | 2007/08 | 2007-08-01 |  |  | Refused
S/2004/0548/F | 2004-04-05 | Lisburn and Castlereagh | Single wind turbine | 2.5KW wind turbine with 6.5 metre high self-supporting tower. | Land to rear of 40 Quarterland Road, Dundrod, Crumlin. | 323735 | 375180 | Approved | 2004/05 | 2004-08-12 |  |  | Approved
G/2004/0597/F | 2004-04-08 | Strategic Planning Division | Wind farm | A wind farm in accordance with the final layout (Vol 2 Fig. 17) comprising 5 wind turbines with an overall height no greater than 96m, associated transformers, a permanent anemometer mast, upgrading existing access tracks and extending to new turbine loca | Wolf Bog, Tildarg, Kells, Co Antrim (adjacent to Elliott's Hill windfarm) | 322937 | 396691 | Approved | 2005/06 | 2005-09-28 |  |  | Approved
K/2004/0578/F | 2004-04-20 | Fermanagh and Omagh | Single wind turbine | Retention of windmill (12 metres in height) to generate electricity 4.5 KW output (Stand alone off grid system) (Amended Description) | 6 Gleneeny Road,Carrickmore, Omagh (Readvertisement) | 262897 | 368486 | Approved | 2004/05 | 2004-11-02 |  |  | Approved
B/2004/0284/F | 2004-04-23 | Causeway Coast and Glens | Single wind turbine | Construction of an 8.5 metre high wind turbine | Behind 105 Broad Road, Limavady | 271769 | 424055 | Approved | 2004/05 | 2005-01-24 |  |  | Approved
J/2004/0436/F | 2004-05-24 | Derry and Strabane | Single wind turbine | 23m Wind Turbine with access road | 180m South East of 24 Forster's Road, Castlederg | 233106 | 382944 | Approved | 2004/05 | 2004-08-03 |  |  | Approved
H/2004/0783/F | 2004-05-28 | Mid Ulster | Single wind turbine | Proposed wind turbine. | Sperrin Industrial Park, Magherafelt Road, Draperstown. | 279234 | 394534 | Withdrawn | 2005/06 | 2005-09-01 |  |  | Withdrawn
M/2004/0878/F | 2004-06-11 | Mid Ulster | Single wind turbine | wind turbine 6 kw for ' off grid' stand alone power supply for new house | adjacent to 71 Aghintober Road, Aghintober, Dungannon | 271924 | 362651 | Approved | 2004/05 | 2004-09-15 |  |  | Approved
S/2004/0949/F | 2004-06-11 | Lisburn and Castlereagh | Single wind turbine | Erection of 6.6 metre, 2.5kw wind turbine to supply domestic electricity. | 35 Blaris Road, Lisburn, BT27 5RA | 325283 | 362396 | Approved | 2004/05 | 2004-09-09 |  |  | Approved
T/2004/0817/F | 2004-06-28 | Antrim and Newtownabbey | Single wind turbine | 5.5m wind turbine. | Site 5, Ballyquillan Road, Crumlin. | 313482 | 379237 | Refused | 2005/06 | 2006-01-19 |  |  | Refused
D/2004/0533/F | 2004-06-30 | Causeway Coast and Glens | Single wind turbine | Installation of 6KW Proven Wind Turbine at Rear of School Building | St. Patrick's P.S., 73 Shelton Road, Loughguile | 308317 | 425457 | Approved | 2004/05 | 2004-11-22 |  |  | Approved
L/2004/1344/F | 2004-07-08 | Fermanagh and Omagh | Single wind turbine | Installation of wind turbine for generation of domestic electricity supply. | Mullaghdun, Enniskillen | 213991 | 339847 | Approved | 2004/05 | 2004-11-08 |  |  | Approved
A/2004/0766/F | 2004-07-15 | Derry and Strabane | Single wind turbine | Domestic 6kw wind turbine (12m High) | 172 Altinure Road, Park, Claudy | 260314 | 402230 | Approved | 2005/06 | 2005-09-19 |  |  | Approved
X/2004/1081/F | 2004-07-22 | Ards and North Down | Single wind turbine | Erection of wind turbine | Ganaway Activity, Ballywalter Road, Millisle, BT22 2LY. | 361598 | 372781 | Approved | 2005/06 | 2005-11-24 |  |  | Approved
K/2004/1139/F | 2004-07-29 | Strategic Planning Division | Wind farm | Development of wind farm in substitution for approved development (K/2001/0458) involving the substitution of 7 approved turbines and their associated transformers with 6 new turbines (each with a maximum overall height of 83m) and their associated transf | Lough Hill, Curraghmacall accessed from the Meenacloy Road via an existing forestry road through the townlands of Meenacloy, Meenbog, Ally, Curraghmacall and Sloughan, Drumquin, Co Tyrone. | 225274 | 375604 | Approved | 2005/06 | 2005-12-07 |  |  | Approved
C/2004/0898/F | 2004-08-12 | Causeway Coast and Glens | Single wind turbine | Domestic Wind Turbine (15m high) | 42 Glen Road, Garvagh | 280438 | 412504 | Approved | 2005/06 | 2005-08-17 |  |  | Approved
T/2004/1056/F | 2004-08-25 | Antrim and Newtownabbey | Single wind turbine | Wind Turbine (Previous Approval T/2002/0086.) | 40m South of 8 Barnish Road, Kells. | 319442 | 394675 | Approved | 2005/06 | 2005-05-09 |  |  | Approved
R/2004/1453/F | 2004-08-27 | Newry, Mourne and Down | Single wind turbine | Installation of 2.5kW wind turbine | 35 Slievenaman Road, Newcastle, Co Down | 330040 | 330719 | Approved | 2005/06 | 2005-07-15 |  |  | Approved
H/2004/1194/F | 2004-09-07 | Mid Ulster | Single wind turbine | Erection of a wind turbine generator and mast. | 10 Magherafelt Road, Tobermore, Co L'Derry BT45 5PJ | 284148 | 396384 | Approved | 2005/06 | 2005-09-08 |  |  | Approved
L/2004/1747/F | 2004-09-10 | Fermanagh and Omagh | Single wind turbine | Replace arial mast with wind turbine (hub height 24.2m) | Lisreagh, Lisbellaw | 229611 | 341730 | Approved | 2005/06 | 2006-01-19 |  |  | Approved
G/2004/1310/F | 2004-09-21 | Mid and East Antrim | Single wind turbine | Wind turbine. | 200m South of 5 Drumfin Road, Ballymena, BT43 6TT | 308330 | 409832 | Approved | 2005/06 | 2006-01-16 |  |  | Approved
K/2004/1427/F | 2004-10-05 | Fermanagh and Omagh | Single wind turbine | 20KW wind turbine | 70M South West of 8 Tullyrush Road, Omagh | 250250 | 367675 | Approved | 2006/07 | 2006-05-17 |  |  | Approved
Z/2004/2361/F | 2004-10-11 | Belfast | Single wind turbine | Erection of a wind turbine in the grounds of City Hall to power the christmas tree lights (temporary 6 week structure). | Belfast City Hall (Grounds at Donegall Square East), Belfast BT1 5GS | 333896 | 374031 | Approved | 2004/05 | 2004-12-29 |  |  | Approved
M/2004/1577/F | 2004-10-12 | Armagh, Banbridge and Craigavon | Single wind turbine | 6KW Wind Turbine 15m Mast | Savannah, 5 Derrylee Road, Dungannon | 288657 | 361024 | Approved | 2004/05 | 2005-01-11 |  |  | Approved
D/2004/0790/F | 2004-10-18 | Strategic Planning Division | Wind farm | Amendments to proposed windfarm, comprising amended layout for 10 wind turbines (originally 14 turbines) with an overall height no greater than 100m (to tip), associated transformers, a permanent anemometer mast, a temporary anemometer mast, new access tr | Gruig, Townlands of Altnahinch, Gruig, Moneyneagh & Carnbuck, near Cloughmills, Co Antrim. | 311592 | 421216 | Approved | 2007/08 | 2007-07-19 |  |  | Approved
L/2004/2058/F | 2004-10-20 | Strategic Planning Division | Wind farm | Proposed wind farm extension comprising 18 no. 3 mega watt wind turbines, max height 125m above ground level (hub height 80m rotor diameter 90m), associated transformers, access tracks, 2no substations, electrical cables, site signages and also including | Slieve Rushen (Aghygoule, Edenmore, Knockateggal, Pollnabrack, Tonymore, Gortahurk, Skeaghoge, Gortmullan), Derrylin, Co Fermanagh. | 224955 | 323665 | Approved | 2006/07 | 2006-10-11 |  |  | Approved
H/2004/1395/F | 2004-10-25 | Strategic Planning Division | Wind farm | Proposed Wind Farm development comprising the erection of 7 x 1.5MW turbines (maximum height 100.25m above finished ground level to blade tip - maximum hub height of 65m above finished ground level), associated transformers, new & upgraded tracks, substat | Mullaghturk Mountain - Approximately 11km south west of Draperstown and 16km north _x000D_west of Cookstown. | 268644 | 389238 | Refused | 2007/08 | 2007-08-21 |  |  | Refused
A/2004/1130/F | 2004-10-29 | Strategic Planning Division | Wind farm | Amendment to proposed wind farm development including the reduction from 25 to 12 turbines (maximum height of 110m above finished ground level to blade tip, (hub height of 68.3m and blade diameter of 82.4m), associated transformers, new and upgraded acces | Lands bounded by Bigwood Road, Kildoag Road & Castlewarren Road, within the townlands of Lisdillon, Kildoag in Co Derry, Knockbrack, Gosheden, Lackagh, Ardground, Legagh in Co Tyrone | 247512 | 408088 | Approved | 2008/09 | 2009-03-20 |  |  | Approved
G/2004/1501/F | 2004-11-04 | Mid and East Antrim | Single wind turbine | Proposed Wind Turbine. | 14 Drumrammer Road, Ahoghill. | 304962 | 398869 | Approved | 2005/06 | 2006-01-24 |  |  | Approved
P/2004/2990/F | 2004-11-09 | Newry, Mourne and Down | Single wind turbine | Erection of 15KW Wind Turbine | 30 metres north west of No.3 Cranfield Road, Kilkeel | 327963 | 312170 | Approved | 2006/07 | 2006-06-02 |  |  | Approved
D/2004/0856/F | 2004-11-19 | Causeway Coast and Glens | Single wind turbine | Wind Generator & Mast (Domestic) | 100m N.W. of 195 Garryduff Road, Dunloy | 299466 | 420365 | Approved | 2006/07 | 2006-08-07 |  |  | Approved
D/2004/0857/F | 2004-11-19 | Causeway Coast and Glens | Single wind turbine | Wind Generator & Mast (For Domestic Use) | 140m South West of 12 Navery Road, Ballymoney | 301689 | 426886 | Withdrawn | 2005/06 | 2005-07-06 |  |  | Withdrawn
E/2004/0532/F | 2004-11-19 | Causeway Coast and Glens | Single wind turbine | Wind Generator & Mast (For Domestic Use) | 120m North West of 49 Toberdoney Road, Dervock | 298239 | 434995 | Approved | 2005/06 | 2005-08-31 |  |  | Approved
E/2004/0533/F | 2004-11-19 | Causeway Coast and Glens | Single wind turbine | Wind Generator & Mast | Approx 100m East of 23 Islandranny Road, Bushmills | 299390 | 438734 | Approved | 2004/05 | 2005-02-02 |  |  | Approved
B/2004/0795/F | 2004-11-22 | Strategic Planning Division | Wind farm | Extension to Altahullion Wind Farm involving the substitution of 5 approved turbines under planning approval ref B/2000/0118/F and their associated transformers with 9 new turbines (each with a maximum overall height of 83m) and their associated transform | Altahullion Hill, (In the townlands of Drum & Glenconway), Limavady, Co Londonderry | 262008 | 412799 | Approved | 2006/07 | 2006-05-05 |  |  | Approved
A/2004/1243/F | 2004-11-24 | Strategic Planning Division | Wind farm | Amendment to proposed windfarm to include a reduction from 8 to 6 wind turbines (each with a overall height increased from 96m to 100m maximum), associated transformers, a permanent anemometer mast, a temporary anemometer mast, upgrading existing access t | Curryfree, Curryfree Hill (in the townlands of Curryfree, Creevedonnell, Lisglass & Carnafan) County Londonderry | 244418 | 409468 | Approved | 2008/09 | 2008-05-13 |  |  | Approved
D/2004/0874/F | 2004-11-25 | Causeway Coast and Glens | Single wind turbine | Wind Generator & Mast | 110m South West South of 37 Moyan Road, Ballymoney | 302740 | 426661 | Approved | 2006/07 | 2007-02-21 |  |  | Approved
D/2004/0875/F | 2004-11-25 | Causeway Coast and Glens | Single wind turbine | Wind Generator & Mast | 50m North East of 134 Coolkeeran Road, Loughgiel, Ballymena | 308297 | 426205 | Withdrawn | 2005/06 | 2005-07-06 |  |  | Withdrawn
L/2004/2483/F | 2004-11-29 | Strategic Planning Division | Wind farm | Amendment to proposed application for a windfarm comprising 0f 10 turbines (originally 11) each with an overall height of 99.5m (64m hub height, 71m rotor diameter) (previously 93m overall height), 40 metre meteorological mast, new access tracks, crane ha | Old Barr, Derrygonnelly, Co Fermanagh. | 208160 | 348324 | Withdrawn | 2008/09 | 2008-11-05 |  |  | Withdrawn
J/2004/1015/F | 2004-11-30 | Strategic Planning Division | Wind farm | Substitution of 6 approved (unconstructed) wind turbines (total height of 60 metres ground to blade tip) with 6 wind turbines with slight specification alterations (total height of 66 metres ground to blade tip) and 475 metres of service roads linking wi | Owenreagh Hill, Craignagapple, Strabane, Co Tyrone | 242548 | 395960 | Approved | 2005/06 | 2005-10-12 |  |  | Approved
L/2004/2570/F | 2004-12-20 | Fermanagh and Omagh | Single wind turbine | 20KW wind turbine on 25M tower | Drumard House, Derrybeg, Tamlaght, Enniskillen. | 226534 | 340819 | Approved | 2005/06 | 2005-08-16 |  |  | Approved
J/2004/1054/F | 2004-12-21 | Derry and Strabane | Single wind turbine | 24m high wind turbine to generate electricity for private use and surplus fed into the national grid (20kw capacity) and hardcore access road to site from existing yard. | Land 120m South of 21 Hollyhill Road, Strabane. | 237568 | 398781 | Approved | 2006/07 | 2006-06-15 |  |  | Approved
K/2004/1905/F | 2004-12-21 | Fermanagh and Omagh | Single wind turbine | 24m high wind turbine to generate electricity for private use & surplus fed into the national grid (20kw capacity) and hardcore access road to site from existing yard. | Land 50m North East of 15 Millbridge Road, Seskinore. | 247522 | 363643 | Approved | 2005/06 | 2005-09-07 |  |  | Approved
T/2004/1494/F | 2004-12-21 | Antrim and Newtownabbey | Single wind turbine | Wind Turbine 20 Kw. | 131 Budore Road, Dundrod (Townland Carnaghlis) | 325111 | 377665 | Approved | 2005/06 | 2005-08-10 |  |  | Approved
H/2005/0001/F | 2005-01-05 | Mid Ulster | Single wind turbine | Wind Turbine | 64 Dreenan Road, Dreenan, Upperlands, Northern Ireland, BT46 5UE | 290619 | 403620 | Approved | 2005/06 | 2005-11-20 |  |  | Approved
M/2005/0015/F | 2005-01-07 | Mid Ulster | Wind farm | Erection of 3No wind turbines(Height 18 m) | 80m South of 60 Main Street, Benburb, Dungannon | 281470 | 352132 | Approved | 2005/06 | 2005-07-11 |  |  | Approved
S/2005/0048/F | 2005-01-12 | Lisburn and Castlereagh | Single wind turbine | Erection of a 24m high Wind Turbine. | 10 Lough Road,Upper Ballinderry, Lisburn. | 316830 | 370010 | Approved | 2005/06 | 2005-07-28 |  |  | Approved
J/2005/0051/F | 2005-01-21 | Derry and Strabane | Single wind turbine | 20 kw wind turbine | Site immediately north of 2 Davies Road, Newtownstewart, County Tyrone | 238383 | 387678 | Approved | 2005/06 | 2005-06-29 |  |  | Approved
J/2005/0104/F | 2005-01-21 | Strategic Planning Division | Wind farm | Amendment of original proposal including a reduction in turbine numbers from 22 to 15 turbines (maximum height of 110m above finished ground level to blade tip), associated transformers, new & upgraded access tracks, site access, haul route and passing ba | Tievenameenta, Co Tyrone (townlands of Crigshane, Ballymongan, Shanaghy, Tievenameenta, Crighdenis) | 215347 | 376525 | Approved | 2009/10 | 2009-08-28 |  |  | Approved
K/2005/0105/F | 2005-01-21 | Fermanagh and Omagh | Single wind turbine | Proposed erection of 20kw wind turbine, 26 metres high to central hub, connected to the national grid. | 150m south of 84 Innishtieve Road, Carrickmore | 264524 | 368843 | Approved | 2005/06 | 2005-06-22 |  |  | Approved
N/2005/0083/F | 2005-01-26 | Armagh, Banbridge and Craigavon | Single wind turbine | Erection of 24.5 metre wind turbine. | 1 Lake Road, Craigavon (Craigavon Water Sports Centre) | 304866 | 356907 | Approved | 2005/06 | 2005-05-17 |  |  | Approved
P/2005/0148/F | 2005-01-26 | Newry, Mourne and Down | Single wind turbine | Erection of wind turbine | 200 metres south of 18 Ninemile Road, Ballintemple, Newry | 292766 | 329776 | Approved | 2006/07 | 2006-05-15 |  |  | Approved
M/2005/0193/F | 2005-02-02 | Mid Ulster | Single wind turbine | Wind turbine installation | To the rear of 79 Eskragh Road, Granville, Dungannon | 276953 | 360394 | Approved | 2005/06 | 2006-01-09 |  |  | Approved
K/2005/0183/F | 2005-02-03 | Fermanagh and Omagh | Single wind turbine | Proposed wind turbine for power generation | Land approx 75m South of 141 Greencastle Road, Omagh | 259443 | 382634 | Approved | 2005/06 | 2005-05-09 |  |  | Approved
K/2005/0197/F | 2005-02-05 | Fermanagh and Omagh | Single wind turbine | Proposed 20KW Wind Turbine | Approx 120m NE of 356 Curr Road, Brackagh, Ballygawley | 254463 | 361963 | Approved | 2005/06 | 2006-01-23 |  |  | Approved
S/2005/0192/F | 2005-02-07 | Lisburn and Castlereagh | Single wind turbine | Site for 20 kw wind turbine. | 62 Forthill Road, Listullycurran, Dromore | 320722 | 356169 | Approved | 2005/06 | 2005-10-20 |  |  | Approved
D/2005/0092/F | 2005-02-09 | Causeway Coast and Glens | Single wind turbine | 6Kw wind turbine | Knockahollet Td | 304718 | 423079 | Withdrawn | 2006/07 | 2006-10-09 |  |  | Withdrawn
J/2005/0133/F | 2005-02-09 | Strategic Planning Division | Wind farm | Construction of a windfarm consisting of 14 turbines (Total height 99.9m to tip - 61.4m hub height), a permanent 60m anemometer mast, access tracks, gates, site control room, substation and cabling | Crighshane, South of Ballymongan Road, Killeter, Castlederg | 213247 | 377230 | Approved | 2007/08 | 2007-05-02 |  |  | Approved
A/2005/0223/F | 2005-02-11 | Strategic Planning Division | Wind farm | Amendment to proposed wind farm to include reduction from 9 turbines (overall height of 115m) to 6 turbines with an overall height of 107m, associated ancillary development, revised substation details, site access at Ballyartan Road and junction modifcations at Ballyartan Road/Comber Road and at Longland Road/Learmount Road. | Eglish Mountain in the townlands of Ballyartan and Glenlough (Co. Derry) and Ballyneaner (Co. Tyrone), accessing onto Ballyartan Road, Killaloo, Londonderry BT47 3TA | 250534 | 405048 | Approved | 2013/14 | 2013-07-30 |  |  | Approved
J/2005/0211/F | 2005-02-11 | Strategic Planning Division | Wind farm | Amendment to proposed wind farm comprising a reduction from 15 to 9 wind turbines, reduction in height from 115m to 110m in overall height, enlargement and relocation of control building/substation, relocated access tracks, and anemometer mast (70 metres | Townlands of Carrickatane, Castlemellan, Cullion, Gortmellan & Taboe Glebe (Co. Tyrone) and Tirkeeveny & Killymallaght (Co. Derry), accessing onto Gortmellon Road, Cullion, BT47 3TA | 242935 | 407516 | Approved | 2008/09 | 2009-03-20 |  |  | Approved
J/2005/0213/F | 2005-02-11 | Strategic Planning Division | Wind farm | Wind Farm comprising 6 wind turbines, (70m tower, rotor diameter 90m) access tracks, switchyard containing control building & substation and anemometer mast (70m high) | Gortmonly Wind Energy project in townlands of Gortmonly, Dullerton & Eden, accessing onto Gortmonly Road, Bready, Strabane, Co. Tyrone | 239427 | 407263 | Withdrawn | 2009/10 | 2009-07-29 |  |  | Withdrawn
L/2005/0377/F | 2005-02-21 | Strategic Planning Division | Wind farm | Erection of a maximum of 10 turbines (maximum height of 110m above finished ground level to blade tip), associated transformers, new and upgraded access tracks, substation building and associated scada aerial equipment, electricity cabling, permanent anem | Belmore Mountain, Co Fermanagh (townlands of Gortahurk West, Carricknaseer, Moneyouragan, Tonardrum, Carrickmacsparrow and Gortatole, all within the civil parish of Cleenish) and lands at Cloughane Bridge, Co Fermanagh | 212818 | 340679 | Withdrawn | 2008/09 | 2008-05-07 |  |  | Withdrawn
K/2005/0387/F | 2005-02-24 | Strategic Planning Division | Wind farm | Amendment to proposed wind farm comprising amended layout including reduction from 10 to 8 wind turbines (each with a maximum overall height of no greater than 101m), associated transformers, a permanent anemometer mast, two temporary anemometer masts, so | Hunter's Hill, (In the townlands of Tattymoyle Lower, Edergole, Killygordon and Tattanafinnell), Co Tyrone | 242976 | 354371 | Approved | 2007/08 | 2008-01-14 |  |  | Approved
L/2005/0475/F | 2005-03-02 | Fermanagh and Omagh | Single wind turbine | Erection of 20KW wind generator (25m high) | Tullyoran, Derrylin. | 231046 | 326283 | Approved | 2005/06 | 2005-07-01 |  |  | Approved
P/2005/0511/F | 2005-03-08 | Newry, Mourne and Down | Single wind turbine | Erection of 20 KW Wind Turbine | 90 metres east of No. 11 Lurganconary Road, Kilkeel, BT34 4LL | 327723 | 311922 | Approved | 2006/07 | 2006-06-05 |  |  | Approved
K/2005/0537/F | 2005-03-18 | Strategic Planning Division | Wind farm | Proposed wind farm development involving the erection of 6 turbines (max height of 125m above finished ground level to blade tip, and max hub height of 80m above finished ground level), associated transformers, new and upgraded access tracks, re-located p | Lands to the East of Whitebridge Road and South of Gleneeny Road, on lands at Crockagarron in the Townland of Gleneeny, Co Tyrone. | 263416 | 367760 | Approved | 2007/08 | 2007-06-18 |  |  | Approved
K/2005/0597/F | 2005-03-18 | Strategic Planning Division | Wind farm | Amended application to proposal for a wind farm comprising 12 wind turbines, associated transformers, a permanent anemometer mast (65m), two temporary anemometer masts (65m), site access tracks, gates, an enlarged site control room and substation, electri | Slieve Divena Wind Farm, in the Townlands of Altcloghfin and Altamuskin, Shantavny Irish, Co Tyrone. | 258488 | 362632 | Approved | 2007/08 | 2007-04-02 |  |  | Approved
J/2005/0358/F | 2005-03-25 | Strategic Planning Division | Wind farm | Construction of a wind farm consisting of 8 turbines (Total height 99.9m to tip - 61.4m hub height), a permanent 60m anemometer mast, access tracks, gates, site control room, substation and cabling. | Church Hill, Meenamullan Road, Killeter, Castlederg, and Magherakeel, Killeter, Castlederg, Co Tyrone. | 218112 | 378337 | Approved | 2007/08 | 2007-05-02 |  |  | Approved
O/2005/0430/F | 2005-04-04 | Armagh, Banbridge and Craigavon | Single wind turbine | Wind Turbine installation | 100m South West of 9 Drumbeebeg Road, Armagh | 291520 | 344510 | Approved | 2005/06 | 2006-03-10 |  |  | Approved
K/2005/0708/F | 2005-04-05 | Fermanagh and Omagh | Single wind turbine | A 24m High, 20KW Grid connected wind turbine | 115 Main Street, Beragh, Omagh | 254871 | 367151 | Approved | 2005/06 | 2005-06-29 |  |  | Approved
L/2005/0869/F | 2005-04-08 | Fermanagh and Omagh | Single wind turbine | 20KW wind turbine | Aghamore South, Lisnaskea. | 236933 | 331501 | Approved | 2005/06 | 2005-06-20 |  |  | Approved
K/2005/0810/F | 2005-04-13 | Strategic Planning Division | Wind farm | Amendment to proposed windfarm consisting of 8 wind turbines (previously 13 turbines), with an overall blade to tip height up to 99.5 metres; turbine transformers; control building & substation; widening of existing tracks, construction of new access trac | Screggagh, Screggagh & Stranisk townlands, Fintona. Co Tyrone | 243106 | 356043 | Approved | 2008/09 | 2008-06-02 |  |  | Approved
B/2005/0372/F | 2005-04-27 | Causeway Coast and Glens | Single wind turbine | Erection of a 20kw wind turbine (approximately 25 metres high) | Approximately 150 metres east north east of 67 Edenmore Road, Limavady | 269385 | 420759 | Approved | 2005/06 | 2005-10-05 |  |  | Approved
K/2005/1003/F | 2005-04-30 | Fermanagh and Omagh | Single wind turbine | Proposed Wind Turbine to Generate Electricity to Operate 3 No Existing Poultry Houses & Dwelling Garage | Lands Approx 70m West of 142 Camlough Road, Carrickmore, Co Tyrone | 263930 | 375779 | Approved | 2006/07 | 2006-05-19 |  |  | Approved
D/2005/0514/F | 2005-05-05 | Causeway Coast and Glens | Single wind turbine | Wind generator and mast | 180m East of 134 Coolkeeran Road, Loughguile | 308244 | 426220 | Approved | 2006/07 | 2007-02-20 |  |  | Approved
D/2005/0517/F | 2005-05-05 | Causeway Coast and Glens | Single wind turbine | Proposed erection of wind turbine | Clintyfinnan Road, Armoy | 304260 | 430822 | Approved | 2005/06 | 2005-11-29 |  |  | Approved
S/2005/0692/F | 2005-05-09 | Lisburn and Castlereagh | Single wind turbine | Proposed erection of 6kw wind turbine with 15m self supporting tower for domestic purposes. | Land to rear of existing retail units,Harry's Road,Hillsborough. | 324620 | 360252 | Approved | 2005/06 | 2006-02-08 |  |  | Approved
M/2005/1074/F | 2005-05-12 | Mid Ulster | Single wind turbine | 20 KW wind turbine. | Land approx 100m South West of 5 Terryglassog Road, Dungannon. | 277611 | 355760 | Approved | 2005/06 | 2005-10-25 |  |  | Approved
H/2005/0545/F | 2005-05-13 | Mid Ulster | Single wind turbine | Proposed Wind-Turbine/Tower | 200 Metres (Approx) South of 60 Letteran Road, Moneymore. | 281792 | 386140 | Approved | 2005/06 | 2005-09-07 |  |  | Approved
M/2005/1137/F | 2005-05-16 | Mid Ulster | Single wind turbine | 20KW Wind Turbine | Land approx 250m of 55 Mullyneill Road, Caledon | 274649 | 351095 | Approved | 2005/06 | 2005-07-19 |  |  | Approved
O/2005/0697/F | 2005-05-16 | Armagh, Banbridge and Craigavon | Single wind turbine | Erection of wind turbine | 80m south east and rear of 45 Ballygroobany Road, Richhill | 296017 | 346172 | Approved | 2005/06 | 2005-12-08 |  |  | Approved
U/2005/0281/F | 2005-05-16 | Strategic Planning Division | Wind farm | Amendments to proposed windfarm to include further reduction to 4 turbines (with an overall height of 77m - hub height 55m & blade diameter 44m) and amended layout of development. The proposal also includes turbine transformers, electrical substation building (revised), widening of existing tracks, construction of new access tracks and junctions and site entrance, turbine hardstands, underground electrical cables and communications lines, drainage works, a temporary site compound and all ancillary and associated works. | Drumadarragh Hill, Ballyclare | 323475 | 394570 | Refused | 2013/14 | 2013-11-15 |  |  | Refused
D/2005/0604/F | 2005-05-17 | Causeway Coast and Glens | Single wind turbine | Proposed wind turbine and 15m high mast (for domestic use) | 21 Ballyveely Road, Armoy, Ballymoney | 305781 | 428428 | Approved | 2005/06 | 2005-11-25 |  |  | Approved
L/2005/1481/F | 2005-05-17 | Fermanagh and Omagh | Single wind turbine | 20KW Wind Turbine | 123 Aughentaine Road,Ramaley, Clabby, Fivemiletown. | 241270 | 350645 | Approved | 2005/06 | 2005-09-23 |  |  | Approved
Q/2005/0620/F | 2005-05-17 | Armagh, Banbridge and Craigavon | Single wind turbine | Erection of wind turbine | 29 Ballyroney Road, Rathfriland | 320630 | 335270 | Approved | 2006/07 | 2006-05-30 |  |  | Approved
S/2005/0775/F | 2005-05-17 | Lisburn and Castlereagh | Single wind turbine | Construction of a wind turbine | 1 Tansy Lane, Upper Ballinderry | 318665 | 369041 | Approved | 2005/06 | 2006-02-23 |  |  | Approved
I/2005/0770/F | 2005-05-18 | Mid Ulster | Single wind turbine | Proposed wind turbine to generate electricity to operate 3no existing poultry houses & 2no dwelling houses | Lands approx 65 Metres North West of 68 Gortnagarn Road, Pomeroy | 268707 | 371049 | Approved | 2005/06 | 2005-08-16 |  |  | Approved
M/2005/1359/F | 2005-05-18 | Mid Ulster | Single wind turbine | Proposed Wind Turbine | 56 Tullyarron Road, Cookstown | 274500 | 369363 | Approved | 2005/06 | 2005-10-05 |  |  | Approved
K/2005/1344/F | 2005-05-26 | Fermanagh and Omagh | Single wind turbine | 20KW Wind Turbine installation 25m high from base to central hub for domestic and agricultural purposes only | Adjacent to and approx 80m SW of 55 Lettergash Road, Dromore, Omagh | 230552 | 364193 | Approved | 2005/06 | 2005-11-01 |  |  | Approved
G/2005/0722/F | 2005-05-27 | Mid and East Antrim | Single wind turbine | Erection of 40m Wind Turbine with a 250KW output. | 29 Garvaghy Road, Portglenone | 298980 | 403870 | Approved | 2006/07 | 2007-03-12 |  |  | Approved
J/2005/0645/F | 2005-06-06 | Derry and Strabane | Single wind turbine | Wind Turbine to produce electricity for farm dwellings | 99 Peacock Road, Sion Mills | 231367 | 391030 | Approved | 2005/06 | 2005-10-19 |  |  | Approved
G/2005/0754/F | 2005-06-09 | Mid and East Antrim | Single wind turbine | Wind turbine. | 40 Carnlea Road, Ballymena, BT43 6TS. | 308359 | 411645 | Withdrawn | 2005/06 | 2006-01-09 |  |  | Withdrawn
S/2005/0875/F | 2005-06-09 | Lisburn and Castlereagh | Single wind turbine | Erection of a single 500kw wind turbine. | Lands at 36 Stoneyford Road, Lisburn. | 323912 | 369028 | Withdrawn | 2006/07 | 2007-02-12 |  |  | Withdrawn
O/2005/0882/F | 2005-06-10 | Armagh, Banbridge and Craigavon | Single wind turbine | 6 RW Grid-Connected proven wind turbine. | 46 Carrickaduff Road, Carna, Keady. | 283208 | 326989 | Approved | 2005/06 | 2005-11-14 |  |  | Approved
M/2005/1428/F | 2005-06-17 | Mid Ulster | Single wind turbine | Proposed wind turbine 25m in height from ground level to hub. | 220m North East of 38 Crossowen Road, Clogher | 256054 | 353008 | Approved | 2005/06 | 2005-11-21 |  |  | Approved
I/2005/0874/F | 2005-06-20 | Mid Ulster | Single wind turbine | Proposed wind turbine to provide power for existing rural business. | 91 Sluggan Road, Pomeroy | 266982 | 371163 | Approved | 2005/06 | 2006-02-15 |  |  | Approved
I/2005/0927/F | 2005-06-30 | Mid Ulster | Single wind turbine | Erection of wind turbine | 107 Tamlaghtmore Road, Stewartstown, Dungannon | 290508 | 374515 | Approved | 2005/06 | 2006-01-21 |  |  | Approved
N/2005/0713/F | 2005-06-30 | Armagh, Banbridge and Craigavon | Single wind turbine | Relocation of wind turbine (approved N/2005/0083) | 1 Lake Road, Craigavon. (Craigavon Watersports Centre) | 304875 | 356859 | Approved | 2005/06 | 2005-09-26 |  |  | Approved
K/2005/1491/F | 2005-07-01 | Fermanagh and Omagh | Single wind turbine | Erection of 24.5m high wind turbine. | To the rear of Vivo Shop, Main Street, Sixmilecross, Omagh. | 257117 | 367880 | Approved | 2005/06 | 2005-11-04 |  |  | Approved
R/2005/1051/F | 2005-07-07 | Newry, Mourne and Down | Single wind turbine | Proposed wind turbine | Adj to 110 Minerstown Road, Rathmullan Lower, Downpatrick, Northern Ireland, BT30 8LS | 348117 | 336392 | Approved | 2005/06 | 2005-11-12 |  |  | Approved
T/2005/0742/F | 2005-07-18 | Antrim and Newtownabbey | Single wind turbine | Wind powered turbine to consist of 9m monopole tapered tower fitted with inclin 3000. | Adjacent to 23 C Tobergill Road, Templepatrick. | 320562 | 389773 | Approved | 2006/07 | 2006-07-18 |  |  | Approved
Z/2005/1581/F | 2005-07-18 | Belfast | Single wind turbine | Erection of horizontal axis building mounted micro wind turbine with an output area of 1.5kwe. | NIE Supply, Woodchester House, 50 Newforge Lane, Belfast, BT9 5NW | 332834 | 369353 | Approved | 2005/06 | 2005-09-29 |  |  | Approved
M/2005/1568/F | 2005-07-22 | Mid Ulster | Single wind turbine | 20KW Wind Turbine erected 120m North East from domestic metre, to enable the business to become more efficient & effective by the reduction in electricity bills, and a reduction in fossil fuel consumption. (30 metre turbine tower). | 43 Bolies Road, Bolies, Fivemiletown (120m North East from domestic meter) | 248321 | 354034 | Approved | 2005/06 | 2005-11-02 |  |  | Approved
N/2005/0793/F | 2005-07-25 | Armagh, Banbridge and Craigavon | Single wind turbine | Erection of Wind Turbine | NIE, Carn Industrial Estate, Portadown | 302389 | 356551 | Approved | 2005/06 | 2006-01-23 |  |  | Approved
P/2005/1975/F | 2005-08-16 | Newry, Mourne and Down | Single wind turbine | Erection of 6kw wind turbine on concrete base (rotar blade centre at 14.983 metres above base level). | 15.6 metres south-west of 9 Tunnel Road, Jerrettspass. | 304623 | 334638 | Approved | 2006/07 | 2006-07-17 |  |  | Approved
K/2005/1691/F | 2005-08-17 | Strategic Planning Division | Wind farm | An extension to Proposed Slieve Divena Phase 1 Wind Farm (Planning ref K/2005/ 0597/F) involving an additional 8 wind turbines each with a maximum overall height of 101m, associated transformers, a permanent anemometer mast, site access tracks, upgrading | Slieve Divena Wind Farm Phase II in the townlands of Altcloghfin, Altamuskin and Shantavny Irish, Co Tyrone | 258133 | 362586 | Approved | 2007/08 | 2007-10-08 |  |  | Approved
Y/2005/0403/F | 2005-08-25 | Belfast | Single wind turbine | Erection of 6 kW 15metre wind turbine. | Adjacent to 57 Ballyhanwood Road, Belfast BT5 7SW | 340329 | 372348 | Approved | 2006/07 | 2006-04-19 |  |  | Approved
X/2005/1002/F | 2005-08-31 | Ards and North Down | Single wind turbine | 11m tall wind Turbine To Generate Electricity For The School. | Glastry College, 14 Victoria Road, Ballyhalbert. | 363648 | 362892 | Approved | 2006/07 | 2006-05-11 |  |  | Approved
K/2005/1786/F | 2005-09-08 | Strategic Planning Division | Wind farm | Amendment to proposed windfarm comprising 4 turbines (previously 5) each up to 2.3 MW power output (or 9.2MW total) with a steel tower and composite fibre rotor blades with a maximum base to blade tip height of 99.5 metres (64m hub height & 71m blade diam | Thornog, Meenadoan townland, Drumquin. Co Tyrone | 224194 | 371126 | Approved | 2007/08 | 2008-03-13 |  |  | Approved
B/2005/0716/F | 2005-09-21 | Causeway Coast and Glens | Single wind turbine | Erection of 6.75 metre high domestic wind turbine | 51 Point Road, Limavady | 268508 | 435217 | Approved | 2005/06 | 2006-01-10 |  |  | Approved
M/2005/1887/F | 2005-09-21 | Mid Ulster | Single wind turbine | Wind turbine | 11 Mountjoy Road, Coalisland | 286686 | 367609 | Approved | 2005/06 | 2005-11-23 |  |  | Approved
V/2005/0260/F | 2005-09-22 | Mid and East Antrim | Single wind turbine | Erection of wind turbine. | 31a McCrae's Brae, Castletown, Whitehead, Northern Ireland, BT38 9NZ | 348242 | 393069 | Approved | 2006/07 | 2006-07-24 |  |  | Approved
T/2005/0979/F | 2005-10-05 | Antrim and Newtownabbey | Single wind turbine | SITE FOR PROPOSED 6KW 15M HIGH WIND TURBINE. | SITE ADJACENT TO 256 SEVEN MILE STRAIGHT, NUTTS CORNER, CRUMLIN. | 325369 | 379197 | Approved | 2006/07 | 2006-04-05 |  |  | Approved
G/2005/1162/F | 2005-10-06 | Mid and East Antrim | Single wind turbine | Wind Turbine | Rear of 50 Carnstroan Road, Aughafatten | 321470 | 406225 | Refused | 2007/08 | 2007-07-16 |  |  | Refused
O/2005/1316/F | 2005-10-10 | Armagh, Banbridge and Craigavon | Single wind turbine | 20 KV wind turbine | 98 Upper Darkley Road, Keady | 286620 | 329511 | Approved | 2006/07 | 2006-12-12 |  |  | Approved
L/2005/2639/F | 2005-10-14 | Fermanagh and Omagh | Single wind turbine | Proposed siting for new single Wind Turbine (6Kw - WT6000 on TM900) | Enniskillen Integrated Primary School, Drumcoo,Enniskillen. | 223334 | 345665 | Approved | 2005/06 | 2006-01-10 |  |  | Approved
H/2005/1061/F | 2005-10-17 | Mid Ulster | Single wind turbine | 6KW Wind Turbine (9m high in total) concrete base 3m x 3m x 1m deep. | 80 Lismoyle Road, Swatragh | 287410 | 409353 | Approved | 2005/06 | 2006-03-15 |  |  | Approved
O/2005/1363/F | 2005-10-18 | Armagh, Banbridge and Craigavon | Single wind turbine | Erection of wind turbine | 170m NE of 28 Cabragh Road, Armagh | 287616 | 348502 | Approved | 2005/06 | 2005-12-12 |  |  | Approved
S/2005/1473/F | 2005-10-26 | Lisburn and Castlereagh | Single wind turbine | Installation of Domestic Wind Turbine | 20 Cabra Road, Ballyhomra, Hillsborough, Northern Ireland, BT26 6NB | 328310 | 359489 | Approved | 2005/06 | 2006-02-08 |  |  | Approved
M/2005/2117/F | 2005-10-27 | Mid Ulster | Single wind turbine | Generation of electricity by wind power. Erection of wind turbine with 30m Mast. | Doolargy Road, Aughnacloy, 570m east north east of no 27 Doolargy Road Aughnacloy (amended address) | 267562 | 355936 | Approved | 2006/07 | 2006-09-18 |  |  | Approved
P/2005/2669/F | 2005-11-14 | Newry, Mourne and Down | Single wind turbine | Erection of a 6KW wind turbine on a 15m tower for domestic purposes | 130 metres west of 16 Lesh Road, Newry | 303277 | 334934 | Approved | 2006/07 | 2006-08-01 |  |  | Approved
E/2005/0561/F | 2005-11-16 | Causeway Coast and Glens | Single wind turbine | The erection of a 2.5kw small scale wind turbine with a tower height of 11m | 69 Layde Road, Cushendall | 324116 | 428945 | Approved | 2006/07 | 2006-10-24 |  |  | Approved
U/2005/0660/F | 2005-11-16 | Antrim and Newtownabbey | Single wind turbine | Erection of a 35.5m high wind turbine generator. | The grounds of Glengormley High School, Ballyclare Road, Newtownabbey, BT36 5HP | 331178 | 383068 | Approved | 2006/07 | 2006-04-13 |  |  | Approved
B/2005/0857/F | 2005-11-24 | Causeway Coast and Glens | Single wind turbine | Erection of 2.5kw wind generator on 6.5 metre mast | Lands adjacent to 34 Vale Road, Glebe, Limavady | 256688 | 419475 | Approved | 2005/06 | 2006-03-08 |  |  | Approved
R/2005/1623/F | 2005-11-25 | Newry, Mourne and Down | Single wind turbine | 2.5 KW Domestic Wind Generator on 6.5M Mast. | 175m north east of No.39 Greystown Road, Ballyaglly, Downpatrick (amended address). | 348160 | 348492 | Approved | 2006/07 | 2006-07-07 |  |  | Approved
K/2005/2143/F | 2005-11-29 | Fermanagh and Omagh | Single wind turbine | 2.5KW Wind Turbine. Installation of small wind turbine for domestic use. Mast height is 9 Metres | 175 Tamlaght Road, Omagh | 241935 | 372051 | Approved | 2005/06 | 2006-02-07 |  |  | Approved
Q/2005/1185/F | 2005-11-29 | Armagh, Banbridge and Craigavon | Single wind turbine | 6kw Wind Turbine on 15m self-supporting mast. 3m x 3m x 1.2m concrete base flush with ground level. | 12 Lurganbane Road, Dromore | 322370 | 352152 | Approved | 2005/06 | 2006-03-07 |  |  | Approved
K/2005/2187/F | 2005-12-01 | Strategic Planning Division | Wind farm | Amendment to proposed wind farm application comprising amended layout to facilitate 6 no turbines (previously 7) of up to 2.3 MW power output (previously 2MW) each with a max overall blade to tip height of 99.5m; internal turbine transformers; public roa | Rakelly TD And Killydart TD, Newtownstewart, Co Tyrone. | 238777 | 383528 | Withdrawn | 2007/08 | 2007-08-22 |  |  | Withdrawn
W/2005/0949/F | 2005-12-13 | Ards and North Down | Single wind turbine | Installation of a single free standing 850kw wind turbine with an overall height of 84m made up of a 55m hub height and 29m blade length.(Tree survey and construction statement). | Balloo Wood, Balloo Avenue, Bangor, BT19 7QT | 350697 | 379444 | Approved | 2006/07 | 2007-02-05 |  |  | Approved
L/2005/3070/F | 2005-12-15 | Strategic Planning Division | Wind farm | Amendment to proposed windfarm including reduction from 13 to 6 wind turbines (max overall height of 120m) & associated transformers, site entrance with visibility splays, permanent anemometer mast, a temporary anemometer mast, new site access tracks, upg | Ora More Hill, in the Townlands of Killycreen East, Ora Beg and Mullylusty, near Boho and Belcoo, Co Fermanagh. | 207425 | 342705 | Approved | 2010/11 | 2011-03-30 |  |  | Approved
T/2005/1194/F | 2005-12-15 | Antrim and Newtownabbey | Single wind turbine | Installation of 6.5 metre wind turbine for domestic use. | 18 Greenan Road, Randalstown | 305044 | 387871 | Approved | 2005/06 | 2006-03-29 |  |  | Approved
T/2005/1200/F | 2005-12-16 | Antrim and Newtownabbey | Single wind turbine | Installation of a Wind Turbine WT6000 on a 15m mast for the production of electricity to Dunadry House and its outbuildings. | Dunadry House, 42 Ballybentragh Road, Dunadry | 321075 | 385844 | Approved | 2006/07 | 2006-05-18 |  |  | Approved
S/2005/1745/F | 2005-12-22 | Lisburn and Castlereagh | Single wind turbine | Erection of one 15 metre, 6kW domestic wind turbine | 51 Ballynagarrick Road, Ballynagarrick, Carryduff BT08 8JD | 334992 | 364398 | Approved | 2006/07 | 2006-05-30 |  |  | Approved
B/2006/0005/F | 2006-01-06 | Causeway Coast and Glens | Single wind turbine | Erection of a 20KW wind turbine (approximately 25 metres high) | 400 metres North North East of 75 Ballydarrog Road, Ballydarrog, Limavady | 264905 | 417967 | Approved | 2006/07 | 2006-07-10 |  |  | Approved
O/2006/0031/F | 2006-01-06 | Armagh, Banbridge and Craigavon | Single wind turbine | Proposed Wind Turbine | 50m North of 20 Mullalelish Road, Richill, BT61 9JZ | 295161 | 348083 | Approved | 2006/07 | 2006-11-14 |  |  | Approved
K/2006/0034/F | 2006-01-10 | Fermanagh and Omagh | Single wind turbine | Proposed erection of wind turbine | Lands 60m SW of 41 Curr Road, Beragh | 251204 | 364509 | Withdrawn | 2006/07 | 2006-08-30 |  |  | Withdrawn
C/2006/0034/F | 2006-01-11 | Causeway Coast and Glens | Single wind turbine | Single wind turbine, associated transformer, site access tracks, electrical cabling and temporary site compound. | Land approx. 170m west of the sports pavilion, University of Ulster Campus, Coleraine | 284117 | 434799 | Approved | 2006/07 | 2006-09-19 |  |  | Approved
H/2006/0023/F | 2006-01-11 | Mid Ulster | Single wind turbine | Erection Of 50KW Wind Turbine With A Tower Height Of 21M | 16 Bancran Road, Draperstown. | 275506 | 394959 | Approved | 2006/07 | 2006-06-08 |  |  | Approved
T/2006/0031/F | 2006-01-11 | Antrim and Newtownabbey | Single wind turbine | Installation Of Small Wind Turbine For Domestic Use. Mast Height of 9m | 33 Ballynoe Road, Antrim | 319489 | 390975 | Approved | 2006/07 | 2006-06-01 |  |  | Approved
H/2006/0026/F | 2006-01-12 | Mid Ulster | Single wind turbine | Installation of small wind turbine for domestic use (Mast height 6.5m) | Beside 50 Quarry Road, Knockloughrim, Magherafelt | 289605 | 398678 | Approved | 2006/07 | 2006-06-15 |  |  | Approved
O/2006/0051/F | 2006-01-12 | Armagh, Banbridge and Craigavon | Single wind turbine | Erection of wind turbine | 270m Southeast of No.7 Mullurg Road, Markethill, Co. Armagh | 296212 | 342114 | Approved | 2007/08 | 2007-04-12 |  |  | Approved
L/2006/0094/F | 2006-01-17 | Fermanagh and Omagh | Single wind turbine | Installation of 6 Kw wind Turbine for domestic use (max height: 9 metres) | Cortagher, Rosslea. | 249368 | 333616 | Approved | 2006/07 | 2006-07-04 |  |  | Approved
H/2006/0054/F | 2006-01-19 | Mid Ulster | Wind farm | Installation Of Two 6kW Wind Turbines (Of Type: Proven WT6000) For Domestic Use. Mast Height Is 9m. | Adjacent To 2 Slaughtneil Road, Maghera | 282174 | 404444 | Approved | 2006/07 | 2006-05-12 |  |  | Approved
K/2006/0074/F | 2006-01-20 | Strategic Planning Division | Wind farm | Amendment to proposed windfarm to include reduction from 9 wind turbines to 5 turbines, reduction in overall height from 115m to 100m overall height), amended layout and access tracks, switchyard, control building & substation and anemometer mast (70m hig | 214 Loughmacrory Road, Crockdun, Omagh, Co. Tyrone | 260122 | 376770 | Approved | 2010/11 | 2010-09-13 |  |  | Approved
N/2006/0071/F | 2006-01-23 | Armagh, Banbridge and Craigavon | Single wind turbine | Erection of Wind Turbine. | 22 Moygannon Lane, Donaghcloney | 312343 | 353043 | Approved | 2006/07 | 2006-12-20 |  |  | Approved
K/2006/0242/F | 2006-01-31 | Strategic Planning Division | Wind farm | Amendment to proposed windfarm to include a reduction from 8 to 5 wind turbines, reduction in overall maximum overall height from 125m to overall height of 101.2m (hub 60m and blade diameter of 82.4m), an electrical substation and control building compou | Loughmallon Road, Cregganconroe, Pomeroy | 266706 | 374334 | Approved | 2010/11 | 2010-09-08 |  |  | Approved
U/2006/0054/F | 2006-01-31 | Strategic Planning Division | Wind farm | Further amendment to proposed Wind Farm including a revised layout and reduction to 6 turbines (max height 101.2m - hub height 60m and blade diameter of 82.4m), electrical substation with control building, one meteorological pole, (not exceeding 80m high) | Land North of Slievetrue Road, Carn Hill/Rea Hill, Newtownabbey, Co Antrim | 333897 | 388102 | Approved | 2009/10 | 2010-02-12 |  |  | Approved
G/2006/0103/F | 2006-02-03 | Mid and East Antrim | Single wind turbine | (6kw) Wind Turbine | 140 SW Of 18 Oldtown Road, Kells | 313722 | 396001 | Approved | 2006/07 | 2006-09-27 |  |  | Approved
K/2006/0164/F | 2006-02-03 | Strategic Planning Division | Wind farm | Amendment to original proposal for Wind Farm consisting amended layout and reduction from 6 wind turbines to 3 turbines (max base to blade-tip height of 99.5m) of 2.3MW each with steel towers and composite fibre rotor blades, including turbine transformer | Altamooskan (Altamuskin) TD, Sixmilecross, Omagh, Co Tyrone. | 257671 | 363669 | Approved | 2008/09 | 2008-12-16 |  |  | Approved
B/2006/0054/F | 2006-02-08 | Causeway Coast and Glens | Single wind turbine | Erection of a 15 metre high, 6kw windmill | 69 Point Road, Magilligan, Limavady | 268891 | 436015 | Approved | 2006/07 | 2006-07-10 |  |  | Approved
D/2006/0071/F | 2006-02-08 | Causeway Coast and Glens | Single wind turbine | Erection of 17.75m high 6Kw Wind Turbine | 100m North East of 76 Knockahollet Road, Dunloy. | 304387 | 423122 | Approved | 2006/07 | 2006-08-23 |  |  | Approved
K/2006/0272/F | 2006-02-17 | Fermanagh and Omagh | Single wind turbine | proposed erection of wind turbine | land 45m N.W. of 73 Tullyrush Road, Omagh | 248417 | 365850 | Approved | 2006/07 | 2006-09-11 |  |  | Approved
K/2006/0273/F | 2006-02-17 | Fermanagh and Omagh | Single wind turbine | proposed erection of wind turbine | land 160m S.W. of 22 Flushtown Road, Sixmilecross | 257874 | 367780 | Refused | 2006/07 | 2007-03-16 |  |  | Refused
K/2006/0277/F | 2006-02-17 | Fermanagh and Omagh | Single wind turbine | Erection of wind turbine | land approx 150m N.E. of 8 Modagh Road, Beragh | 254419 | 365612 | Approved | 2006/07 | 2006-06-06 |  |  | Approved
D/2006/0104/F | 2006-02-20 | Strategic Planning Division | Wind farm | Amendment to original proposal to include amended layout for the erection of 12 wind turbines (2.3MW) (previously 16 turbines) with a maximum overall height 100.5m, (previously 120.5m) associated transformers, substation, upgrade existing tracks, create n | Long Mountain, in the townland of Granagh in Rasharkin and Glenbuck in Dunloy, Co Antrim | 300368 | 415422 | Approved | 2008/09 | 2008-07-02 |  |  | Approved
K/2006/0282/F | 2006-02-20 | Fermanagh and Omagh | Single wind turbine | Proposed erection of 20 KW wind turbine consisting of 24.4 M high Tower and 4.4 M rotor blade radius ( Amended Description ) | 80m South of 167 Newtownsaville Road, Eskra, Omagh. | 251696 | 359657 | Approved | 2006/07 | 2006-10-12 |  |  | Approved
I/2006/0221/F | 2006-02-24 | Mid Ulster | Single wind turbine | Installation of small wind turbine on domestic dwelling for domestic purposes. | 21 Rockdale Road, Sandholes, Cookstown | 278581 | 372574 | Approved | 2006/07 | 2006-12-20 |  |  | Approved
Z/2006/0437/F | 2006-02-28 | Belfast | Single wind turbine | Erection of horizontal axis building mounted micro wind turbine with an output area of 1.5kwe including a 1Kwe horizontal axis turbine. | NIE Supply, Woodchester House, 50 New Forge Lane, Malone Upper, Belfast, BT9 5NW | 332833 | 369353 | Approved | 2006/07 | 2006-05-12 |  |  | Approved
C/2006/0231/F | 2006-03-01 | Causeway Coast and Glens | Single wind turbine | Proposed wind turbine | Rear garden of Strawberry Fayre, 1 Blagh Road, Coleraine | 287571 | 435092 | Approved | 2006/07 | 2007-01-19 |  |  | Approved
Y/2006/0103/F | 2006-03-01 | Lisburn and Castlereagh | Single wind turbine | Erection of a 15m wind turbine. | 30 Manns Road, Belfast | 340473 | 370548 | Approved | 2006/07 | 2006-06-07 |  |  | Approved
C/2006/0243/F | 2006-03-06 | Causeway Coast and Glens | Single wind turbine | Site for proposed 6KW high wind turbine | Site North West of Second Dunboe Presbyterian Church, Windyhill Road, Coleraine | 278615 | 430239 | Approved | 2006/07 | 2007-01-19 |  |  | Approved
X/2006/0241/F | 2006-03-06 | Ards and North Down | Single wind turbine | Erection of a 6 KW windturbine, approx 9m tall | 35 Ballyrogan Park, Newtownards, BT23 4SD | 345731 | 374770 | Approved | 2006/07 | 2006-05-19 |  |  | Approved
Y/2006/0116/F | 2006-03-07 | Lisburn and Castlereagh | Single wind turbine | Installation of 30m electric generating WES 18 wind turbine to rear of existing sports centre. | Loughmoss Leisure Centre, Hillsborough Road, Carryduff, Co Down. | 336001 | 364933 | Approved | 2006/07 | 2007-03-01 |  |  | Approved
K/2006/0889/F | 2006-03-15 | Fermanagh and Omagh | Single wind turbine | Erection of 24.4m high 20kw wind turbine | Omagh District Council, Works Depot, Unit One, Mullaghmena Park, Gortrush Industrial Estae | 243689 | 373682 | Approved | 2006/07 | 2006-09-13 |  |  | Approved
Y/2006/0142/F | 2006-03-16 | Lisburn and Castlereagh | Single wind turbine | Proposed wind turbine to rear of dwelling for domestic use only | 39 Killynure Road West, Killynure, Carryduff, BT08 8EA | 337078 | 363008 | Approved | 2006/07 | 2006-06-06 |  |  | Approved
A/2006/0293/F | 2006-03-28 | Derry and Strabane | Single wind turbine | Erection of 26m wind turbine for domestic use. | 575 Baranailt Road, Claudy | 254792 | 408916 | Approved | 2006/07 | 2006-10-02 |  |  | Approved
L/2006/1197/F | 2006-03-28 | Strategic Planning Division | Wind farm | Amendment to proposed windfarm including reduction from 8 to 7 wind turbines with total tip height of towers and blades up to 112m together with control building, substation and ancillary equipment for generation of electricity access tracks and 70m wind | Belmore Mountain, townland of Gortgall in the parish of Boho, Co Fermanagh | 213561 | 341832 | Refused | 2009/10 | 2009-07-22 |  |  | Refused
E/2006/0137/F | 2006-03-30 | Causeway Coast and Glens | Single wind turbine | Proposed erection of wind turbine | Dunseverick Primary School, 215 Whitepark Road, Bushmills | 298306 | 443227 | Approved | 2006/07 | 2006-07-25 |  |  | Approved
K/2006/1089/F | 2006-04-03 | Strategic Planning Division | Wind farm | Amendment to proposed wind farm involving the erection of 5 no. x 2.5 MW wind turbines (previously 8) with steel towers and composite fibre rotor blades, (maximum overall height of 125m), amended layout, transformers, turbine hardstands, strengthening and | Gortfinbar TD & Cloghfin TD, Carrickmore/Sixmilecross, Omagh, Co Tyrone | 263149 | 366638 | Approved | 2009/10 | 2009-05-08 |  |  | Approved
T/2006/0285/F | 2006-04-03 | Antrim and Newtownabbey | Single wind turbine | 6KW Wind Turbine | 60M SW of 92 Rickamore Road, Templepatrick | 320789 | 383592 | Approved | 2006/07 | 2006-08-07 |  |  | Approved
L/2006/1286/O | 2006-04-05 | Fermanagh and Omagh | Single wind turbine | Erectionof 22 metre high wind turbine | Belcoo West, Belcoo. | 208001 | 338796 | Refused | 2006/07 | 2007-02-27 |  |  | Refused
P/2006/0903/F | 2006-04-10 | Newry, Mourne and Down | Single wind turbine | Erection of Wind Turbine. | Land adjacent to Nan Sands Park, Coalpit Road, Saval. | 312033 | 330890 | Approved | 2006/07 | 2006-11-17 |  |  | Approved
K/2006/1124/F | 2006-04-12 | Fermanagh and Omagh | Single wind turbine | Erection of 24.4 high 20KW wind turbine, to generate electricity for use on site. The wind turbine will be supported on a 24.4 high three legged free standing lattile (no welds) support tower, hot dipped galvanised | 210m NE of 48 Mullydoo Road, Omagh | 260236 | 383671 | Approved | 2006/07 | 2006-11-08 |  |  | Approved
R/2006/0393/F | 2006-04-13 | Newry, Mourne and Down | Single wind turbine | Installation of wind turbine. | Top Flat, 5 South Promenade, Newcastle, Co Down, BT33 0EX | 337586 | 330267 | Approved | 2006/07 | 2006-10-04 |  |  | Approved
G/2006/0404/F | 2006-04-19 | Mid and East Antrim | Single wind turbine | 17.75 metre high 6KW Wind Turbine | 20metres South East of 5 Lislaban Road, Cloughmills, BT44 9NS | 308036 | 416444 | Approved | 2006/07 | 2006-12-14 |  |  | Approved
S/2006/0481/F | 2006-04-19 | Lisburn and Castlereagh | Single wind turbine | Erection of wind turbine. | Adj to 3 Hannahstown Road, Lisburn. | 324501 | 372049 | Approved | 2006/07 | 2007-03-12 |  |  | Approved
C/2006/0444/F | 2006-04-25 | Causeway Coast and Glens | Single wind turbine | Site for proposed 6Kw 15m high wind turbine | 32-34 Corbally Road, Portrush | 288636 | 438228 | Approved | 2006/07 | 2006-11-21 |  |  | Approved
K/2006/1189/F | 2006-04-28 | Fermanagh and Omagh | Single wind turbine | Construction of a single wind turbine 70KW | An Creggan Visitor Centre, Creggan, Omagh | 262315 | 378917 | Approved | 2006/07 | 2006-12-18 |  |  | Approved
K/2006/1191/F | 2006-04-28 | Fermanagh and Omagh | Single wind turbine | Erection of 20KV Wind Turbine | 84a Bracky Road, Omagh | 255478 | 370574 | Refused | 2007/08 | 2007-09-21 |  |  | Refused
I/2006/0718/F | 2006-05-03 | Mid Ulster | Single wind turbine | Wind turbine to generate electricity to operate 4 existing poultry houses and dwelling house | Lands approx. 70m south of 65 Loughbracken Road, Pomeroy | 270552 | 374476 | Approved | 2007/08 | 2007-11-16 |  |  | Approved
R/2006/0472/F | 2006-05-08 | Newry, Mourne and Down | Single wind turbine | Wind turbine | Byrne Fish Processing Factory, Ballyhornan | 358918 | 342039 | Approved | 2007/08 | 2007-04-04 |  |  | Approved
F/2006/0127/F | 2006-05-09 | Mid and East Antrim | Single wind turbine | Erection of Wind Turbine | 45 Bankhall Road, Magheramourne BT40 3JQ | 344328 | 396725 | Approved | 2006/07 | 2006-07-31 |  |  | Approved
T/2006/0413/F | 2006-05-10 | Antrim and Newtownabbey | Single wind turbine | 55 KW Grid-connected Wind Turbine on 25m mast. Structure to be galv. steel. Either dull silver galv. finish or painted white. | Land 50 metres north west of 18 Donegore Hill, Muckamore, Antrim BT41 2QU | 320410 | 387812 | Refused | 2006/07 | 2007-01-02 |  |  | Refused
P/2006/1125/F | 2006-05-25 | Newry, Mourne and Down | Single wind turbine | Erection of 24.8 metre High Wind Turbine | 108 Skerriff Road, Cullyhanna, Newry | 289756 | 324730 | Approved | 2006/07 | 2006-11-15 |  |  | Approved
G/2006/0542/F | 2006-05-30 | Strategic Planning Division | Wind farm | Application to vary condition No 10 of Planning Approval G/2004/0597/F to allow substitution of 5 approved turbines (overall max. height of 96m) with 5 turbines with an overall max. height of 100m. | Wolf Bog, Tildarg, Kells, Co Antrim. | 323020 | 396637 | Approved | 2006/07 | 2006-12-04 |  |  | Approved
L/2006/1553/F | 2006-05-30 | Strategic Planning Division | Wind farm | Amendment to proposal to extend Tappaghan windfarm including a reduction from 8 to 6 turbines (each with a maximum overall height of 99.95m), associated transformers, a permanent anemometer mast, an extension to the existing substation, new access tracks | Townlands of Glenarn, Stranahane, Stranadariff and Carrick at Tappaghan Mountain, Lack, Cos Fermanagh and Tyrone | 229022 | 368232 | Approved | 2008/09 | 2008-05-29 |  |  | Approved
M/2006/1413/F | 2006-06-02 | Mid Ulster | Single wind turbine | Wind Turbine (6 kw) to serve single dwelling as per 1a | 155 Old Eglish Road, Dungannon, Co. Tyrone, Mullaghdaly Townland | 278745 | 359496 | Approved | 2006/07 | 2006-11-16 |  |  | Approved
P/2006/1214/F | 2006-06-02 | Newry, Mourne and Down | Single wind turbine | Erection of wind turbine | 108 Skerriff Road, Cullyhanna, Newry | 289743 | 324719 | Withdrawn | 2006/07 | 2006-07-19 |  |  | Withdrawn
A/2006/0535/F | 2006-06-06 | Derry and Strabane | Single wind turbine | Erection of 'Proven WT 6000' 6km wind turbine with TM1500 15m Mast. Entirely for domestic use at 49 Trench Road. | 49 Trench Road, Waterside. | 244269 | 413261 | Approved | 2006/07 | 2007-02-16 |  |  | Approved
K/2006/1368/F | 2006-06-08 | Strategic Planning Division | Wind farm | Amendment to proposed Wind Farm including a reduction to 12 wind turbines (previously 14) with steel towers and composite fibre rotor blades. (maximum base to blade-tip height of 125m.) including wind turbine transformers, public road access entrance, com | Coolkeeragh, Corradinna, Dressoge, Legphressy, Magharenny, Segully, Tattykeel (Rogers), Unshinagh Townlands, Pollnalaght, Drumquin, Co Tyrone. | 236824 | 370633 | Approved | 2009/10 | 2009-10-16 |  |  | Approved
A/2006/0557/F | 2006-06-09 | Derry and Strabane | Single wind turbine | 1 No. 26m high Vestas V19 (90kw) Wind Turbine for domestic use - serving No.1 Woodbridge Hill, Redgate House, Londonderry | 275m south east of 1 Woodbridge Hill, Redgate House, Waterside, Londonderry | 243565 | 414945 | Approved | 2006/07 | 2007-02-07 |  |  | Approved
L/2006/1616/F | 2006-06-12 | Fermanagh and Omagh | Single wind turbine | Wind turbine | Eshmeen, Lisnaskea. | 241680 | 335130 | Approved | 2007/08 | 2007-07-09 |  |  | Approved
T/2006/0534/F | 2006-06-16 | Antrim and Newtownabbey | Single wind turbine | Development relates to installation of a wind turbine at a residential address only. Turbine will be 9m high. | 40m north of 102 shore road, Toomebridge | 299879 | 387312 | Approved | 2006/07 | 2006-10-31 |  |  | Approved
Q/2006/0550/F | 2006-06-19 | Newry, Mourne and Down | Single wind turbine | Erection of wind turbine | 120m north west of 35 Herons Road, Leitrim, Castlewellan | 330744 | 341119 | Approved | 2006/07 | 2006-10-31 |  |  | Approved
Q/2006/0602/F | 2006-06-20 | Armagh, Banbridge and Craigavon | Single wind turbine | Erection of Wind Turbine | 20m NE of 31 Lurganbane Road, Dromore | 322991 | 352610 | Approved | 2006/07 | 2006-12-20 |  |  | Approved
O/2006/0757/F | 2006-06-29 | Armagh, Banbridge and Craigavon | Single wind turbine | Wind Turbine approx. 10 metres high for generating Electricity for Farm use | 36 Cloghoge Road, Ballysheil More, Tandragee | 302159 | 342739 | Approved | 2006/07 | 2006-11-14 |  |  | Approved
F/2006/0219/F | 2006-07-04 | Mid and East Antrim | Single wind turbine | 6 kW proven grid-connected turbine on 15m mast | 12 Newlands Road, Magheramore, Larne, BT40 3JD | 341625 | 397707 | Approved | 2006/07 | 2006-10-03 |  |  | Approved
K/2006/1470/F | 2006-07-11 | Fermanagh and Omagh | Single wind turbine | Development relates to installation of a wind turbine at a residential address only. Turbine will be 15m high (spec attached). | 400m North East of 10 Legnabraid Road, Newtownstewart (wind turbine 60m North of this replacement building) | 243966 | 384549 | Refused | 2007/08 | 2007-09-14 |  |  | Refused
P/2006/1542/F | 2006-07-20 | Newry, Mourne and Down | Single wind turbine | Extension to dwelling with solar panel and wind turbine | 71 Majors Hill, Moneydarragh, Annalong, Co.Down | 336279 | 320365 | Approved | 2006/07 | 2007-02-12 |  |  | Approved
U/2006/0428/F | 2006-07-31 | Antrim and Newtownabbey | Single wind turbine | Installation of a 15m high wind turbine to generate electricty for a dwelling house. | 160m south of 2 Ballyearl Road, Ballyearl, Newtownabbey | 331914 | 386104 | Approved | 2006/07 | 2007-01-16 |  |  | Approved
G/2006/0718/F | 2006-08-01 | Mid and East Antrim | Single wind turbine | Site of wind turbine- intended for domestic use to support residential unit, 33 Loughloughan Road, Broughshane, Ballymena | Adj to 31A Loughloughlin Road,Ballymena | 318945 | 409096 | Approved | 2006/07 | 2007-03-13 |  |  | Approved
H/2006/0647/F | 2006-08-01 | Mid Ulster | Single wind turbine | Wind Turbine (22.5 metres hub height, 8.5 blade radius) | 200m South West of 7 River Road, Draperstown | 276502 | 393817 | Approved | 2007/08 | 2007-04-23 |  |  | Approved
G/2006/0754/F | 2006-08-02 | Strategic Planning Division | Wind farm | Amendment to proposed windfarm including a reduction from 22 turbines to 10 turbines with an overall height of 99.5m (64m tower, 71m blade diameter), control room, permanent met mast, access roads and temporary construction site. | Elginny Hill/Coreen Hill, Broughshane, Ballymena, Co. Antrim | 315034 | 410770 | Withdrawn | 2010/11 | 2011-01-17 |  |  | Withdrawn
K/2006/1553/F | 2006-08-07 | Fermanagh and Omagh | Single wind turbine | Erection of 9.6 m wind turbine | 100 Meters North West of 52a Altmore, Pomeroy, Dungannon | 266461 | 369643 | Refused | 2009/10 | 2009-07-22 |  |  | Refused
B/2006/0395/F | 2006-08-08 | Causeway Coast and Glens | Single wind turbine | Erection of 30kw electricity generating wind turbine on 30 metre high lattice tower for domestic and farm use | 84 Ringsend Road, Limavady | 272847 | 423317 | Approved | 2006/07 | 2007-01-18 |  |  | Approved
P/2006/1622/F | 2006-08-09 | Newry, Mourne and Down | Single wind turbine | Erection of 75kw wind turbine | Supavalu Store, Newry Road, Crossmaglen | 291261 | 315505 | Approved | 2006/07 | 2007-02-12 |  |  | Approved
G/2006/0751/F | 2006-08-10 | Mid and East Antrim | Single wind turbine | Installation of a wind turbine at a residential property. Turbine mast height will be 15m | 40 SW of 9 Kilgad Road, Kells | 314590 | 397537 | Approved | 2007/08 | 2007-08-22 |  |  | Approved
O/2006/0869/F | 2006-08-10 | Armagh, Banbridge and Craigavon | Single wind turbine | Provision of a 15metre high Wind Turbine. | 17 Mullanary Road, Dungannon | 284868 | 351822 | Approved | 2006/07 | 2006-11-14 |  |  | Approved
J/2006/0840/F | 2006-08-21 | Strategic Planning Division | Wind farm | Amendment to proposed windfarm application to include amended layout and a reduction from 13 no. wind turbines with tubular steel towers and composite fibre rotor blades to 7 turbines with a maximum base to blade-tip height of 125 m (tower height 80m and | Altgolan TD & Meenclogher TD, Killen, Castlederg, Strabane. | 221435 | 375724 | Refused | 2012/13 | 2012-05-16 |  |  | Refused
J/2006/0883/F | 2006-08-21 | Strategic Planning Division | Wind farm | Amendment to Wind Farm proposal including reduction from 9 wind turbines to 6 turbines with steel towers and composite fibre rotor blades and a reduction in overall max base to blade-tip height from 125 m to 110m. (hub height - 70m, 71m blade diameter). | Gortnagross TD, Seegronan TD and Meenamullan TD; Killeter, Strabane, Co Tyrone. | 219130 | 377926 | Approved | 2010/11 | 2011-01-13 |  |  | Approved
H/2006/0731/F | 2006-08-23 | Mid Ulster | Single wind turbine | Erection of a 90kw Wind Turbine with a tower height of 22.5m | Approx 85m North West of 32 Cloane Road, Draperstown | 277110 | 398042 | Approved | 2006/07 | 2007-01-24 |  |  | Approved
Q/2006/0751/F | 2006-08-25 | Armagh, Banbridge and Craigavon | Single wind turbine | Erection of 15 metre high wind turbine | 19 metres north east of the north wall of no. 16 Finnis Road, Gransha, Dromara, Dromore, Co. Down | 326092 | 346135 | Approved | 2006/07 | 2006-12-21 |  |  | Approved
K/2006/1632/F | 2006-08-29 | Fermanagh and Omagh | Single wind turbine | Proposed 20m Wind Turbine to Produce Electricity for Dwelling & Agricultural Buildings/Sheds | 100m South of No.27 Camcosy Road, Drumlea, Omagh | 256102 | 386328 | Refused | 2009/10 | 2009-09-14 |  |  | Refused
M/2006/1754/F | 2006-08-29 | Strategic Planning Division | Wind farm | Erection of 9 wind turbines with total tip height of towers and blade up to 112m together with control building substation and ancillary equipment for generation of electricity access tracks and 70m wind anemometer mast. | Fardross Townland, (Slatbeg) Slieve Beagh Mountains, Clogher, Co Tyrone. | 251440 | 345964 | Refused | 2012/13 | 2013-03-22 |  |  | Refused
K/2006/1638/F | 2006-08-30 | Fermanagh and Omagh | Single wind turbine | Proposed Erection of Wind Turbine | Land 80m South West of 41 Curr Road, Beragh, Co.Tyrone | 251195 | 364524 | Approved | 2006/07 | 2006-11-09 |  |  | Approved
W/2006/0646/F | 2006-08-30 | Ards and North Down | Single wind turbine | 6kw Wind turbine for own production of electricity connected to national grid. | 186 Church Road, Holywood, Co Down, BT18 9RN | 341623 | 377259 | Approved | 2006/07 | 2007-02-28 |  |  | Approved
C/2006/0834/F | 2006-09-01 | Causeway Coast and Glens | Single wind turbine | Proposed wind turbine | Site 180m NW of 43 Grove Road, Garvagh | 286405 | 412614 | Withdrawn | 2007/08 | 2008-01-30 |  |  | Withdrawn
P/2006/1745/F | 2006-09-01 | Newry, Mourne and Down | Single wind turbine | 15 metre 6kw wind turbine for production of own electricity | 28 Aughanduff Road, Mullaghbawn, Newry | 297135 | 322443 | Approved | 2006/07 | 2007-02-15 |  |  | Approved
Q/2006/0789/F | 2006-09-01 | Armagh, Banbridge and Craigavon | Single wind turbine | Erection of 6kw, 15m wind turbine to produce own electricity | 2 Ringsend Road, Dromore | 325754 | 343757 | Approved | 2006/07 | 2006-12-20 |  |  | Approved
M/2006/1802/F | 2006-09-04 | Strategic Planning Division | Wind farm | Amendment to proposed windfarm comprising reduction from 7 turbines to 3 turbines of 102.5m overall height (67m hub height, 71m rotor diameter), associated transformers, new and upgraded access tracks, relocated substation building, electricity cabling, 6 | Crockanavark, Eshmore and Altaglushan Townlands , Galbally, Dungannon, Co Tyrone. | 266373 | 365119 | Approved | 2011/12 | 2011-10-19 |  |  | Approved
G/2006/0842/F | 2006-09-06 | Strategic Planning Division | Wind farm | Amendment to proposed wind farm to include reduction from 16 to 9 turbines, reduction in overall height from 120m to 99m (64m hub and 70m blade diameter), substation/control building, site access, new and upgraded tracks, alterations to public road, park | Land in the townland of Rathsherry, East of Tullymore Road and North and South of Longmore Road, Broughshane. | 315555 | 411698 | Withdrawn | 2010/11 | 2011-02-16 |  |  | Withdrawn
D/2006/0427/F | 2006-09-07 | Causeway Coast and Glens | Single wind turbine | Installation of one 5kW wind turbine | 54 Mullans Road, Ballymoney | 297146 | 419126 | Approved | 2006/07 | 2007-03-22 |  |  | Approved
K/2006/1674/F | 2006-09-11 | Fermanagh and Omagh | Single wind turbine | 15 Metre High Wind Turbine To Generate Electricity for private use ( 6 KW Capacity) And Hardcore Road to Site from Existing Yard | 90 Metres North West of 15 Millbridge Road, Seskinore, Omagh | 247430 | 363685 | Approved | 2006/07 | 2007-02-16 |  |  | Approved
K/2006/1678/F | 2006-09-11 | Strategic Planning Division | Wind farm | Development of a Wind Farm in substitution for the approved development (K/2003/0626/F) including the substitution of 9 approved turbines and their associated transformers with 6 new turbines (each with a maximum overall height of 99.95m) and their associ | Townland of Beltany, with access to the site through the townlands of Aghafad and Beragh, Bessy Bell Mountain, Omagh, Co Tyrone. | 239600 | 381528 | Approved | 2007/08 | 2007-05-04 |  |  | Approved
P/2006/1795/F | 2006-09-13 | Newry, Mourne and Down | Single wind turbine | Erection of wind turbine | 37 metres south-west of 22 Kinnahalla Road, Cabra, Newry | 326154 | 329755 | Approved | 2006/07 | 2007-02-15 |  |  | Approved
K/2006/1690/F | 2006-09-15 | Fermanagh and Omagh | Single wind turbine | 2.5KW wind turbine previous planning consent for 9 metre mast this application is for 15 metre mast | 175 Tamlaght Road, Omagh, Townland of Tamlaght | 241934 | 372052 | Approved | 2007/08 | 2007-04-12 |  |  | Approved
K/2006/1705/F | 2006-09-20 | Fermanagh and Omagh | Single wind turbine | Erection of a 10KW/15m Windturbine | 220m south of No 32 Backglean Rd, Omagh | 248722 | 375244 | Approved | 2007/08 | 2007-04-11 |  |  | Approved
Q/2006/0847/F | 2006-09-21 | Armagh, Banbridge and Craigavon | Single wind turbine | Erection of wind turbine | 28 metres south east of the rear of Derrynoose House, 24 Annaghbane Road, Banbridge | 312139 | 338231 | Approved | 2006/07 | 2006-12-21 |  |  | Approved
S/2006/1215/F | 2006-09-26 | Lisburn and Castlereagh | Single wind turbine | Wind Turbine W T 6000 (15m high) provided by Proven Energy | 21 Ballyvannon Road Glenavy Crumlin, BT29 4QJ | 313297 | 372306 | Refused | 2006/07 | 2007-02-09 |  |  | Refused
H/2006/0833/F | 2006-09-29 | Mid Ulster | Single wind turbine | Erection of a 50KW wind turbine with a tower height of 21m | Approx. 280m East of 30 Cahore Road, Draperstown | 278633 | 393830 | Approved | 2007/08 | 2007-06-18 |  |  | Approved
F/2006/0317/F | 2006-10-03 | Mid and East Antrim | Single wind turbine | Erection of a 6kw Wind Turbine for Domestic Use Turbine to be Mounted on a 15m Tower | Adj to 11 Carnduff Road, Larne, BT40 3NJ | 339041 | 399115 | Approved | 2006/07 | 2006-12-18 |  |  | Approved
P/2006/1938/F | 2006-10-03 | Newry, Mourne and Down | Single wind turbine | Erection of 6kw, 15m wind turbine | 36 Monog Road, Crossmaglen, Newry | 292723 | 315230 | Approved | 2007/08 | 2007-04-12 |  |  | Approved
R/2006/1032/F | 2006-10-04 | Newry, Mourne and Down | Single wind turbine | Proposed erection of a proven wind turbine on a 15 metres Mast | 60m West of 135 Ballynoe Road, Downpatrick, Co.Down | 348465 | 339912 | Approved | 2006/07 | 2007-01-15 |  |  | Approved
X/2006/1063/F | 2006-10-04 | Ards and North Down | Single wind turbine | 6kw 15m wind turbine to produce own electricity connected to national grid | 12 nine Acre Lane Victoria Road, Ballyhalbert, BT234AQ | 364417 | 362989 | Approved | 2006/07 | 2006-12-20 |  |  | Approved
Y/2006/0563/F | 2006-10-12 | Lisburn and Castlereagh | Single wind turbine | Installation of mini wind turbine (1KW - 1.75m diameter) to be connected directly to building ring main through NIE approved interface. | Knockbracken Clinic, Knockbracken Healthcare Park, 300 Saintfield Road, Belfast, BT8 8BH | 335713 | 367560 | Approved | 2006/07 | 2007-01-03 |  |  | Approved
O/2006/1057/F | 2006-10-13 | Armagh, Banbridge and Craigavon | Single wind turbine | Erection of wind turbine | 65m East of 13 Ballyscandal Road, Terraskane, Armagh | 284061 | 347273 | Approved | 2006/07 | 2007-03-14 |  |  | Approved
K/2006/1793/F | 2006-10-17 | Strategic Planning Division | Wind farm | Amendment to proposal for a windfarm including a reduction from 8 to 6 wind turbines (hub height not exceeding 64m, blade diameter not exceeding 71m), amended layout, electrical substation with control building (dimensions and location), one meteorologica | Inishative Road, Sixmilecross, Omagh (land between Ballygawley and Pomeroy, approximately 1.5km north of Altmore Forest, Townland of Inishative) | 265917 | 368896 | Approved | 2010/11 | 2010-11-12 |  |  | Approved
T/2006/0832/F | 2006-10-17 | Strategic Planning Division | Wind farm | Amendment to proposal to construct a wind farm. To include an amended layout of 3 wind turbines (T1 and T2 dimensions changed from not exceeding 60m hub height, 82.4m blade diameter, 101.2m blade tip to not exceeding 64m hub height, 71m blade diameter, 9 | Corby Knowe (7km North East of Antrim and 4km South East of Kells), Opposite 102 Parkgate Road, near Parkgate Road/Lislunnan Road junction | 317214 | 393784 | Approved | 2012/13 | 2013-01-31 |  |  | Approved
P/2006/2091/F | 2006-10-20 | Newry, Mourne and Down | Single wind turbine | Erection of Wind Turbine on 15 metre high tower | 100 metres north east of No.20 Roxborough Road, Cullyhanna, Newry | 295145 | 323143 | Approved | 2007/08 | 2007-04-12 |  |  | Approved
T/2006/0865/F | 2006-10-24 | Antrim and Newtownabbey | Single wind turbine | It is proposed to install a small wind turbine, on land at the Horticulture Development Centre, CAFRE, Greenmount Campus, The turbines designed for electricity generation mounted on a 12 meter tower. | CAFRE, Greenmount Campus, 22 Greenmount Road, Muckamore, Antrim | 315123 | 384872 | Approved | 2006/07 | 2007-01-03 |  |  | Approved
C/2006/1020/F | 2006-10-26 | Causeway Coast and Glens | Single wind turbine | Installation of 1no. electrical wind turbine unit and associated underground cabling | Loreto College, Castlerock Road, Coleraine | 283682 | 433351 | Approved | 2007/08 | 2007-06-01 |  |  | Approved
F/2006/0343/F | 2006-10-30 | Mid and East Antrim | Single wind turbine | Erection of 1.5KW (Swift) Wind Turbine Attached (Fixed) to Rear of Garage. | 12 Grace Avenue, Ballygally, Larne, Co Antirm BT40 2QN | 337421 | 407638 | Approved | 2007/08 | 2008-03-13 |  |  | Approved
I/2006/1163/F | 2006-11-03 | Mid Ulster | Single wind turbine | 25m (hub height) tall wind turbine to generate electricity | CAFRE, Loughry Campus. Kilycolp Road, Cookstown | 281666 | 374847 | Approved | 2006/07 | 2007-02-19 |  |  | Approved
O/2006/1142/F | 2006-11-03 | Armagh, Banbridge and Craigavon | Single wind turbine | Erection of 33M high wind turbine | 105M North east of 13 Ballyscandal Road, Terraskane, Armagh | 284062 | 347273 | Approved | 2006/07 | 2007-03-14 |  |  | Approved
O/2006/1147/F | 2006-11-03 | Armagh, Banbridge and Craigavon | Wind farm | Erection of 2 no. wind turbines 33M high with associated sitewoks. | 285M south east of 20 Seaghan Road, Collone, Armagh | 293684 | 340678 | Approved | 2007/08 | 2007-09-06 |  |  | Approved
H/2006/0941/F | 2006-11-08 | Mid Ulster | Single wind turbine | Production of electricity for domestic dwelling by erection of a proven WT 6000 6KW wind turbine with TM 1500 15m mast | Approximately 30m North of 28 Killyfaddy Road Magherafelt. | 290086 | 388428 | Approved | 2007/08 | 2007-05-16 |  |  | Approved
Z/2006/2611/F | 2006-11-09 | Belfast | Single wind turbine | Installation of 8 no solar panels and 1.5kw wind turbine mounted on 6 metre pole at rooftop level. | NIHE Housing Centre, 2 Adelaide Street, Belfast, BT02 8PB | 333967 | 373922 | Approved | 2006/07 | 2007-02-13 |  |  | Approved
M/2006/2049/F | 2006-11-13 | Mid Ulster | Single wind turbine | Wind turbine (27m dia x 30m high) to power existing factory development | Mullaghfurtherland Road, Dungannon | 274467 | 367215 | Approved | 2006/07 | 2007-03-22 |  |  | Approved
P/2006/2198/F | 2006-11-13 | Newry, Mourne and Down | Single wind turbine | Erection of a 20kw, 25m high wind turbine to produce own electricity | 10B Shinn Road, Newry | 313337 | 332356 | Approved | 2007/08 | 2007-04-13 |  |  | Approved
P/2006/2199/F | 2006-11-13 | Newry, Mourne and Down | Single wind turbine | Erection of 20kw, 25m high wind turbine to produce own electricity | 54 Mullaghans Road, Mullaghbawn, Newry | 298530 | 323157 | Approved | 2007/08 | 2007-12-11 |  |  | Approved
T/2006/0905/F | 2006-11-13 | Antrim and Newtownabbey | Single wind turbine | Micro wind turbine (windsave) single installation under NI environment & renewable fund | 20 The Meadows, Antrim, Co.Antrim NI | 314980 | 388210 | Approved | 2006/07 | 2007-02-28 |  |  | Approved
C/2006/1078/F | 2006-11-14 | Causeway Coast and Glens | Single wind turbine | Proposed 6.6 Kw wind turbine 15 metres high. | 191 Coleraine Road,Portstewart. | 282744 | 436236 | Approved | 2007/08 | 2007-05-10 |  |  | Approved
K/2006/1888/F | 2006-11-14 | Fermanagh and Omagh | Single wind turbine | New 12m wind turbine | 100m North East of 2 Edenbrack Road | 245669 | 375586 | Approved | 2007/08 | 2007-04-11 |  |  | Approved
S/2006/1427/F | 2006-11-14 | Lisburn and Castlereagh | Single wind turbine | Instaliation of 6KW wind Turbine | 41 Drumview Road, Ballymagarrick, Lisburn | 334984 | 363191 | Approved | 2006/07 | 2007-02-08 |  |  | Approved
P/2006/2221/F | 2006-11-15 | Newry, Mourne and Down | Single wind turbine | Erection of 6kw Wind Turbine with 15m mast | 157 Head Road, Ballymartin | 333390 | 321364 | Approved | 2007/08 | 2007-05-21 |  |  | Approved
D/2006/0559/F | 2006-11-17 | Causeway Coast and Glens | Single wind turbine | Proposed wind turbine and 15 metre high mast (for domestic use only) | Site 140 m east of 19 Ballyveely Road, Armoy, ballymoney | 305587 | 428378 | Approved | 2007/08 | 2007-05-22 |  |  | Approved
O/2006/1177/F | 2006-11-17 | Armagh, Banbridge and Craigavon | Single wind turbine | Wind Turbine (Windsave) 1.75 dia. fitted to gable end of store attached to dwelling. | 30 Drumnahavil Road, Derrynoose, Armagh | 281351 | 330720 | Approved | 2007/08 | 2007-06-08 |  |  | Approved
T/2006/0931/F | 2006-11-21 | Antrim and Newtownabbey | Single wind turbine | Amendment to T/2005/1194/F, Installation of 6KW wind turbine on 15metre mast 65mts N,W of 18 Greenan Road, Randalstown for domestic use | 18 Greenan Road, Greenan, Randalstown, Co.Antrim | 305045 | 387868 | Refused | 2006/07 | 2007-03-01 |  |  | Refused
X/2006/1241/F | 2006-11-21 | Ards and North Down | Wind farm | The attachment of 2 x 1km building mounted wind turbines (Domestic turbines) to the dwelling. | 106 Donaghadee Road, Newtownards | 349864 | 374561 | Approved | 2006/07 | 2007-02-26 |  |  | Approved
K/2006/1934/F | 2006-11-22 | Strategic Planning Division | Wind farm | Amendment to proposed wind farm including reduction from 25 wind turbines to 10 turbines (each with a maximum overall height of up to 127m) and associated transformers, site entrance with visibility splays, permanent anemometer mast, a temporary anemomete | Castlecraig Windfarm in the Townlands of Sloughan, Curraghmacall, Killoan & Willmount, accessed via Meenacloy Road (via existing forestry road in the townlands of Meenacloy, Meenbog, Ally, Curraghmacall & Sloughan) Drumquin, Co. Tyrone. | 226786 | 374665 | Approved | 2011/12 | 2011-06-01 |  |  | Approved
L/2006/2371/F | 2006-11-22 | Strategic Planning Division | Single wind turbine | Amendment to proposed single wind turbine (Reduction in overall height to blade tip to 84m, hub height 60m), associated transformers, site access tracks, gates, electric cabling, a temporary site compound, site entrance, road improvement works at site ent | Land approximately 350m North East of 44 Derryraghan Road, Ballyreagh, Tempo, Co Fermanagh. | 230025 | 348653 | Approved | 2009/10 | 2009-06-01 |  |  | Approved
F/2006/0381/F | 2006-11-24 | Mid and East Antrim | Single wind turbine | Proposed erection of 6 kw wind turbine supported on 20m monopole galvanised tower | 71 Ballyvallagh Road, Larne | 336487 | 394999 | Approved | 2006/07 | 2007-02-13 |  |  | Approved
P/2006/2290/F | 2006-11-27 | Newry, Mourne and Down | Single wind turbine | Erection of a 15 metre high Wind Turbine | 13m west south west of the dwelling at 60 Newtown Road, Cloughoye | 307378 | 319750 | Approved | 2007/08 | 2007-05-21 |  |  | Approved
P/2006/2311/F | 2006-11-30 | Newry, Mourne and Down | Single wind turbine | Erection of a wind turbine at a residential address only. Turbine will be 15m high | 80m South of the rear of the dwelling at 20 Newry Road, Hilltown | 320269 | 328500 | Approved | 2007/08 | 2007-05-21 |  |  | Approved
R/2006/1266/F | 2006-11-30 | Newry, Mourne and Down | Single wind turbine | 6KW 15m wind turbine. | 32 Myra Road, Strangford, Downpatrick | 353402 | 349019 | Approved | 2007/08 | 2007-04-04 |  |  | Approved
D/2006/0599/F | 2006-12-01 | Strategic Planning Division | Wind farm | Amendment to proposed wind farm including a reduction from 5 turbines to 3 turbines, a reduction in overall maximum height from 125m to 109m, amended layout, associated transformers, a permanent met mast, site access tracks, gates, a site control room and | Land approximately 1Km North of 81 Glenbuck Road, Dunloy, Ballymoney Co Antrim. | 300701 | 416195 | Approved | 2011/12 | 2011-06-27 |  |  | Approved
H/2006/1016/F | 2006-12-01 | Mid Ulster | Single wind turbine | Installation of 6kW wind turbine | 57m from 77 Halfgayne Road, Swatragh, Maghera | 284310 | 407662 | Approved | 2006/07 | 2007-03-21 |  |  | Approved
Q/2006/1080/F | 2006-12-06 | Newry, Mourne and Down | Single wind turbine | Erection of wind turbine at a residential address. (Turbine will be 15 metres high) | 50 metres south east and to the rear of 213 Rathfriland Road, Dromara | 327523 | 346422 | Approved | 2007/08 | 2007-08-29 |  |  | Approved
P/2006/2355/F | 2006-12-07 | Newry, Mourne and Down | Single wind turbine | Erection of wind turbine | 15 metres south west along boundary from north east cornor at 71 Majors Hill, Annalong | 336311 | 320429 | Approved | 2007/08 | 2007-04-16 |  |  | Approved
K/2006/1977/F | 2006-12-11 | Fermanagh and Omagh | Single wind turbine | Development relates to installation of a wind turbine at a residential address only.Turbine will be 15m High (spec attached) | 21m East of proposed dwelling at 40m SE of 85 Claragh Road, Drumquin, Co.Tyrone | 237590 | 374948 | Approved | 2007/08 | 2007-04-12 |  |  | Approved
M/2006/2171/F | 2006-12-14 | Mid Ulster | Single wind turbine | Development relates to installation of a wind turbine at a residential address only. Turbine will be 15 meters high. | 76 Meters ene of the dwelling at 14 Lisnastrane Road, Lisnastrane, Coalisland. | 284857 | 367784 | Approved | 2007/08 | 2007-04-05 |  |  | Approved
M/2006/2176/F | 2006-12-14 | Mid Ulster | Single wind turbine | Development relates to installation of wind turbine at residential address only. Turbine will be 15 metres high | 90 metres NW of the dwelling at 128b Mullaghmore Road, Dungannon | 277608 | 364763 | Approved | 2007/08 | 2007-05-17 |  |  | Approved
M/2007/0018/F | 2006-12-22 | Mid Ulster | Single wind turbine | Installation of wind turbine to improve energy and provide an educational resource | Howard Primary School, 2 Main Road, Moygashel, Dungannon | 281255 | 360635 | Approved | 2007/08 | 2007-04-05 |  |  | Approved
I/2007/0019/F | 2006-12-28 | Mid Ulster | Single wind turbine | Proposed Wind Turbine | Lands 50m South West of Fabricat Ireland Ltd. Pomeroy, Co.Tyrone | 269981 | 371935 | Approved | 2007/08 | 2007-10-19 |  |  | Approved
P/2007/0023/F | 2006-12-28 | Newry, Mourne and Down | Single wind turbine | Erection of 15m high windturbine to provide electricity to No.17 Concession Road | 60m East of No.17 Concession Road, Crossmaglen, Newry | 287673 | 313908 | Approved | 2007/08 | 2007-05-23 |  |  | Approved
P/2007/0024/F | 2006-12-28 | Newry, Mourne and Down | Single wind turbine | Erection of wind turbine to supply electricity to dwelling house, total height of 12.5m | No 5 Quilly Road, Mullaghbawn | 299080 | 317412 | Approved | 2007/08 | 2008-03-14 |  |  | Approved
L/2007/0016/F | 2007-01-03 | Fermanagh and Omagh | Single wind turbine | Erection of a 15 metre high wind turbine. | 110 Meters SW of The Garage at 126 Makenny Road, Makenny, Irvinestown. | 224861 | 355109 | Approved | 2007/08 | 2007-08-08 |  |  | Approved
P/2007/0042/F | 2007-01-03 | Newry, Mourne and Down | Single wind turbine | Erection of 6kw, 9 metre wind turbine for own electricity, connected to national grid | 48 Lurganconary Road, Kilkeel | 326896 | 311818 | Approved | 2007/08 | 2008-01-17 |  |  | Approved
B/2007/0006/F | 2007-01-05 | Strategic Planning Division | Wind farm | Further Amendment to proposed wind farm comprising a reduction from 15 to 12 wind turbines and reduction in height to 101.2m (60m hub and 82.4m blade diameter) and associated transformers, site entrance with visibility splays, two temporary anemometer mas | Altahullion Phase III Wind Farm in the townlands of Drum, Glenconway and Ballymoney, near Dungiven, Co Londonderry | 262227 | 413304 | Approved | 2010/11 | 2010-09-22 |  |  | Approved
Z/2007/0091/F | 2007-01-05 | Belfast | Single wind turbine | Erection of wind turbine mounted vertically against north elevation wall. | 24 Lansdowne Park North, Belfast, BT15 4AE | 333856 | 378292 | Approved | 2006/07 | 2007-03-29 |  |  | Approved
R/2007/0032/F | 2007-01-08 | Newry, Mourne and Down | Single wind turbine | Proposed 6KW Wind Turbine on approx 15m Height Mast | Vacant site at Brannish Road, Killough Road Industrial Estate, Downpatrick, Co Down | 349353 | 343187 | Approved | 2007/08 | 2007-05-10 |  |  | Approved
S/2007/0054/F | 2007-01-11 | Lisburn and Castlereagh | Single wind turbine | Proposed Wind Turbine. | Field with frontage to the left hand side of no 65 Halfpenny Gate Road, Moira. | 320478 | 361816 | Approved | 2007/08 | 2007-11-13 |  |  | Approved
L/2007/0071/F | 2007-01-15 | Fermanagh and Omagh | Single wind turbine | Proposed 20KW wind turbine | Bunninubber, Killadeas | 220462 | 354497 | Withdrawn | 2007/08 | 2007-11-16 |  |  | Withdrawn
H/2007/0059/F | 2007-01-17 | Mid Ulster | Single wind turbine | Installation of a wind turbine. (Turbine will be 15m high) | 15M NE of the SW corner of the property at 75 Ballyronan Road, Magherafelt | 290418 | 389247 | Withdrawn | 2008/09 | 2008-04-09 |  |  | Withdrawn
P/2007/0107/F | 2007-01-17 | Newry, Mourne and Down | Single wind turbine | Erection of a wind turbine | Newry Golf Club, Forkhill Road, Newry | 307735 | 323806 | Approved | 2007/08 | 2007-07-04 |  |  | Approved
P/2007/0113/F | 2007-01-17 | Newry, Mourne and Down | Single wind turbine | Installation of 15 metre high wind turbine at a residential address only. | 85 metres south of dwelling at 41 Yellow Road, Hilltown, Newry | 319574 | 327480 | Approved | 2007/08 | 2007-05-21 |  |  | Approved
T/2007/0051/F | 2007-01-17 | Antrim and Newtownabbey | Single wind turbine | Installation of wind turbine. (Turbine will be 15m high) | 27m NE of dwelling at 26 Rickamore Road Upper, Templepatrick | 323224 | 383451 | Approved | 2007/08 | 2007-07-04 |  |  | Approved
Y/2007/0039/F | 2007-01-17 | Lisburn and Castlereagh | Single wind turbine | Installation of a wind turbine at a reidential address only. Turbine will be 15m High. | 60 meters WSW of the shed at 29 Lisnabreeny Road, Castlereagh, Belfast, BT06 9SD | 337558 | 370040 | Approved | 2007/08 | 2007-05-04 |  |  | Approved
M/2007/0095/F | 2007-01-18 | Mid Ulster | Single wind turbine | 15KW wind turbine with 18m Mast | 211A Washingbay Road, Coalisland | 288671 | 366375 | Approved | 2007/08 | 2007-05-24 |  |  | Approved
R/2007/0072/F | 2007-01-19 | Newry, Mourne and Down | Single wind turbine | 15m erection of wind Turbine 45m S.W of house. | 78 Belfast Road, Downpatrick | 346948 | 348384 | Approved | 2007/08 | 2007-06-28 |  |  | Approved
I/2007/0072/F | 2007-01-22 | Mid Ulster | Single wind turbine | Installation of small scale wind turbine for domestic purposes. | 21 Rockdale Road, Sandhole, Cookstown, Co.Tyrone (Townland of Legacurry). | 278614 | 372635 | Approved | 2007/08 | 2007-06-25 |  |  | Approved
M/2007/0113/F | 2007-01-22 | Mid Ulster | Single wind turbine | Development relates to installation of a wind turbine at a residential address only. Turbine will be 15 metres high (Spec attached) | 62 metres SW of the outbuilding at 32 Gortnagola Road, Drumbearn, Donaghmore, BT70 3BD. | 275725 | 365213 | Approved | 2007/08 | 2007-05-21 |  |  | Approved
O/2007/0082/F | 2007-01-22 | Armagh, Banbridge and Craigavon | Single wind turbine | Erection of domestic Wind Turbine | 60 metres north east of 102 Derrynoose Road, Mullyard, Keady | 279673 | 331081 | Approved | 2007/08 | 2007-06-06 |  |  | Approved
S/2007/0107/F | 2007-01-22 | Lisburn and Castlereagh | Single wind turbine | Erection of wind turbine | Lands at 35 Ballyknock Road, Hillsborough, BT26 6EF | 319606 | 357318 | Approved | 2008/09 | 2008-06-13 |  |  | Approved
V/2007/0016/F | 2007-01-25 | Mid and East Antrim | Single wind turbine | Erection of 5KW wind turbine to be installed on a 12 metre column. | 54 Knockagh Road, Newtownabbey | 335526 | 387537 | Approved | 2007/08 | 2007-04-18 |  |  | Approved
S/2007/0144/F | 2007-01-30 | Lisburn and Castlereagh | Single wind turbine | Installation of 13 metre 5kw wind turbine for domestic use | 7A Meetinghouse Road, Upper Ballinderry BT28 2NN | 318467 | 367602 | Approved | 2008/09 | 2008-04-15 |  |  | Approved
P/2007/0198/F | 2007-02-02 | Newry, Mourne and Down | Single wind turbine | Erection of wind turbine (5.5m rotor diameter on 15m tower) | 7A Foxfield Road, Moybane, Crossmaglen, Newry | 291870 | 313486 | Approved | 2007/08 | 2007-07-03 |  |  | Approved
X/2007/0163/F | 2007-02-05 | Ards and North Down | Single wind turbine | Proposed Wind Turbine | 93 Meters SSW from The Tennis Court at 23 Ballyblack Road, Newtownards, BT22 2AP | 353451 | 372759 | Approved | 2007/08 | 2007-04-20 |  |  | Approved
V/2007/0026/F | 2007-02-06 | Mid and East Antrim | Single wind turbine | Proposed wind turbine to generate electricity. | 60m West of 39A Watch Hill Road, Ballyclare | 337405 | 393937 | Approved | 2007/08 | 2007-08-10 |  |  | Approved
R/2007/0165/F | 2007-02-08 | Newry, Mourne and Down | Single wind turbine | 15m wind turbine. | 28 Castlewellan Road,Clough. | 339404 | 339166 | Approved | 2007/08 | 2007-06-08 |  |  | Approved
J/2007/0096/F | 2007-02-09 | Derry and Strabane | Single wind turbine | Proposed erection of 25k/w wind turbine to supply farm and grid | 85m North West of 32 Listymore Road, Castlederg | 228601 | 386641 | Approved | 2006/07 | 2007-03-29 |  |  | Approved
R/2007/0185/F | 2007-02-13 | Newry, Mourne and Down | Single wind turbine | Proposed wind turbine | 90 meters to the rear of the dwelling at 13 Annadorn Road Downpatrick BT30 8JU | 343698 | 345222 | Approved | 2007/08 | 2007-05-15 |  |  | Approved
A/2007/0153/F | 2007-02-14 | Derry and Strabane | Single wind turbine | A single wind turbine up to 3MW capacity and maximum tip height of 110m, External equipment kiosk, upgrade of existing laneway, temporary hard standing, underground cabling and temporary site access. | Land approximately 370m West of 41 Trench Road, Clondermot, Londonderry, Co.Londonderry BT47 3UD | 244066 | 413568 | Approved | 2009/10 | 2010-01-18 |  |  | Approved
C/2007/0159/F | 2007-02-14 | Causeway Coast and Glens | Single wind turbine | Wind Generator - 6KPW on a 15m mast | 23m west of the river, along northern boundary of the field at 41 Sconce Road, Articlave. | 277682 | 432687 | Approved | 2007/08 | 2008-02-25 |  |  | Approved
S/2007/0205/F | 2007-02-14 | Lisburn and Castlereagh | Single wind turbine | To erect and relocate a 20 KW Wind Turbine 24M high 10M Bladespin | Lakeview Farm, 10 Lough Road, Upper Ballinderry, Lisburn, BT28 2PQ | 316966 | 370162 | Approved | 2007/08 | 2007-06-13 |  |  | Approved
H/2007/0142/F | 2007-02-15 | Mid Ulster | Single wind turbine | Proposed wind turbine. | Land approx 90m west of no. 10 Duntibryan Road, Tobermore | 281492 | 394842 | Refused | 2008/09 | 2008-08-29 |  |  | Refused
H/2007/0143/F | 2007-02-15 | Mid Ulster | Single wind turbine | Proposed wind turbine. | Approx 80m north of 130 Tirkane Road, Maghera | 282820 | 403191 | Approved | 2007/08 | 2007-05-11 |  |  | Approved
E/2007/0060/F | 2007-02-21 | Causeway Coast and Glens | Single wind turbine | Erection of 12m high wind turbine with supporting stays | Approx 30m SE of 150 Garron Road, Glenariffe | 327061 | 424811 | Approved | 2007/08 | 2007-05-30 |  |  | Approved
G/2007/0190/F | 2007-02-21 | Mid and East Antrim | Single wind turbine | Erection of Wind Turbine for Renewable Energy. | 70m west of 71 Loughmagarry Road, Ballymena | 308594 | 407817 | Approved | 2008/09 | 2008-06-13 |  |  | Approved
T/2007/0138/F | 2007-02-21 | Antrim and Newtownabbey | Single wind turbine | Wind turbine for renewable energy. | 20m opposite 38 Duneane Road, Tamnaghmore, Toome | 301467 | 391454 | Approved | 2007/08 | 2007-07-31 |  |  | Approved
U/2007/0109/F | 2007-02-21 | Antrim and Newtownabbey | Single wind turbine | Erection of a single wind turbine up to 100m high, associated transformers, external equipment kiosk, upgrade of existing access laneway, new site access track, gates, electrical cabling, a temporary site compound, crane hard standing, a site entrance, ro | Land approximately 540m South East of 59 Lisglass Road, Lisglass, Ballyclare, BT39 9NH | 334250 | 388791 | Approved | 2009/10 | 2009-09-23 |  |  | Approved
T/2007/0140/F | 2007-02-22 | Antrim and Newtownabbey | Single wind turbine | 15 metre wind turbine (6kw). | Springvale, 99 Ballyrobin Road, Antrim | 318721 | 382861 | Withdrawn | 2007/08 | 2007-07-30 |  |  | Withdrawn
Y/2007/0118/F | 2007-02-28 | Lisburn and Castlereagh | Single wind turbine | Retrospective application for wind turbine. | 97a Hillsborough Road, Moneyreagh, BT23 6AZ | 339424 | 366177 | Approved | 2007/08 | 2007-09-04 |  |  | Approved
L/2007/0325/F | 2007-03-07 | Fermanagh and Omagh | Single wind turbine | Proposed wind turbine (1Kw) attached to dwelling. | Movarran, 58 Movarran Road, Drumskinny, Kesh, Enniskillen. | 218162 | 372627 | Approved | 2007/08 | 2007-08-01 |  |  | Approved
K/2007/0268/F | 2007-03-21 | Fermanagh and Omagh | Single wind turbine | Development relates to the installation of a 6kw domestic wind turbine on a 15m mast | 190 metres to the south east of the rear of the dwelling at 86 Tummery Road, Dromore | 231752 | 362001 | Refused | 2007/08 | 2007-07-17 |  |  | Refused
J/2007/0189/F | 2007-03-23 | Derry and Strabane | Single wind turbine | Wind turbine for renewable energy | 31 Archill Road, Newtownstewart | 232106 | 379916 | Approved | 2007/08 | 2007-06-05 |  |  | Approved
O/2007/0256/F | 2007-03-23 | Armagh, Banbridge and Craigavon | Single wind turbine | Erection of 12 metre high wind turbine for renewable energy | 73 Salters Grange Road, Salters Grange, Armagh | 288295 | 349513 | Approved | 2007/08 | 2007-06-07 |  |  | Approved
R/2007/0335/F | 2007-03-26 | Newry, Mourne and Down | Single wind turbine | Proposed wind turbine (11 m high). | 45M NW of 14 Knocksticken Road,Clough,Downpatrick. | 340023 | 339041 | Approved | 2007/08 | 2008-01-14 |  |  | Approved
C/2007/0302/F | 2007-03-29 | Causeway Coast and Glens | Single wind turbine | Proposed 15m high wind turbine. | Land adjacent to 250 Windyhill Road,Coleraine. | 278817 | 430837 | Approved | 2007/08 | 2008-03-06 |  |  | Approved
H/2007/0287/F | 2007-03-29 | Mid Ulster | Single wind turbine | Proposed wind turbine. | 2 Brackaghreilly Road, Maghera | 280396 | 400834 | Approved | 2007/08 | 2007-09-18 |  |  | Approved
P/2007/0501/F | 2007-03-30 | Newry, Mourne and Down | Single wind turbine | Installation of 11 metre high wind turbine | 105 metres north-east of 12 Drummond Road, Mountnorris | 301690 | 333626 | Approved | 2007/08 | 2007-07-25 |  |  | Approved
R/2007/0355/F | 2007-03-30 | Newry, Mourne and Down | Single wind turbine | Development relates to the installation of a 6kw domestic wind turbine on a 15m mast. | 183 Metres to the east of 9 Relagh Road, Crossgar | 341013 | 351860 | Approved | 2007/08 | 2007-08-13 |  |  | Approved
S/2007/0437/F | 2007-04-02 | Lisburn and Castlereagh | Single wind turbine | Proposed erection of a wind turbine | 3 Drumsill Road, Lisburn. | 321517 | 363826 | Approved | 2008/09 | 2008-07-03 |  |  | Approved
K/2007/0338/F | 2007-04-04 | Fermanagh and Omagh | Single wind turbine | Proposed (24.4m high three legged free standing) wind turbine | Lands to the rear of 169 Creggan Road, Creggan, Omagh, Co. Tyrone | 261843 | 377916 | Approved | 2007/08 | 2007-07-06 |  |  | Approved
M/2007/0483/F | 2007-04-05 | Mid Ulster | Single wind turbine | Erection of 15m high wind turbine mast for domestic use | 76m to the west of the rear of the dwelling at 87 Gorestown Road, Gorestown | 283315 | 356011 | Approved | 2007/08 | 2007-08-16 |  |  | Approved
X/2007/0432/F | 2007-04-05 | Ards and North Down | Single wind turbine | Development relates to a 6kwp wind generator on 15m mast (spec attached). | 89m E.N.E of the rear of the dwelling at Ardwell,50 Craigarusky Road,Killinchy. | 350534 | 362122 | Approved | 2007/08 | 2007-06-18 |  |  | Approved
K/2007/0356/F | 2007-04-06 | Fermanagh and Omagh | Single wind turbine | Proposed 15m High 5Kw Wind Turbine for domestic use to serve dwelling at 53 Clogherney Road, Beragh | To the rear of 53 Clogherney Road, Beragh | 254374 | 364470 | Approved | 2007/08 | 2007-06-14 |  |  | Approved
X/2007/0455/F | 2007-04-11 | Ards and North Down | Single wind turbine | Erection of a wind turbine | 62 Old Ballygowan Road, Comber, Newtownards | 344746 | 367348 | Approved | 2007/08 | 2007-07-24 |  |  | Approved
L/2007/0465/F | 2007-04-12 | Fermanagh and Omagh | Single wind turbine | Erection of 6kw grid tied wind turbine on 15m tower. | 38 Croaghrim Road, Florencecourt, Co Fermangh - Townland Croaghrim BT92 1BJ | 217522 | 336304 | Approved | 2007/08 | 2007-07-20 |  |  | Approved
O/2007/0312/F | 2007-04-13 | Armagh, Banbridge and Craigavon | Single wind turbine | Erection of a 9 metre high wind turbine | Adjacent to 21 Causanagh Road, Loughgall, Armagh | 289917 | 354015 | Approved | 2007/08 | 2007-06-08 |  |  | Approved
R/2007/0392/F | 2007-04-16 | Newry, Mourne and Down | Single wind turbine | Development relates to the installation of a 6kw proven turbine at the above residence. Turbine will be on a 15m mast. | 60M East of rear of 67a Magheratimpany Road, Ballynahinch | 337920 | 349024 | Approved | 2007/08 | 2007-11-09 |  |  | Approved
P/2007/0581/F | 2007-04-18 | Newry, Mourne and Down | Single wind turbine | Erection of Proven 15 metre high 15kw wind turbine for domestic use. | 50m North East of 22 Larkins Road, Crossmaglen, Armagh | 294325 | 313894 | Approved | 2007/08 | 2007-07-04 |  |  | Approved
H/2007/0340/F | 2007-04-19 | Mid Ulster | Single wind turbine | Wind turbine. | 20m North-East of 120 Magherafelt Road, Moneymore | 287723 | 387311 | Approved | 2007/08 | 2007-09-18 |  |  | Approved
C/2007/0412/F | 2007-04-27 | Causeway Coast and Glens | Single wind turbine | Erection of wind turbine (9 metres high). | 106 Dunluce Road, Ballykeel, Portrush | 288454 | 440123 | Approved | 2007/08 | 2008-02-25 |  |  | Approved
Q/2007/0338/F | 2007-05-01 | Armagh, Banbridge and Craigavon | Single wind turbine | Erection of 15 Metre Wind Turbine | 41 Slievenaboley Road (approx. 75 Metres North West of 41) | 326266 | 345086 | Approved | 2007/08 | 2007-10-18 |  |  | Approved
S/2007/0595/F | 2007-05-03 | Lisburn and Castlereagh | Single wind turbine | Erection of wind turbine. | Gulf Lane,Golf Road,Hillsborough. | 321397 | 357655 | Withdrawn | 2007/08 | 2008-02-13 |  |  | Withdrawn
O/2007/0374/F | 2007-05-04 | Armagh, Banbridge and Craigavon | Single wind turbine | 15m high, 6kw proven wind turbine for domestic use at 90 Clay Road, Keady | Approx.110m North East of 90 Clay Road, Keady | 284086 | 330647 | Approved | 2007/08 | 2008-01-14 |  |  | Approved
J/2007/0309/F | 2007-05-10 | Strategic Planning Division | Wind farm | Amended Scheme - A windfarm comprising 6 wind turbines with a hub height 64m (Reduction from 74m), blade diameter (71m), maximum tip height 99.5m (Reduction from 110m) and maximum 2300KW; with upgrading site access tracks, new tracks, gates, site control room, substation electrical cabling, site compound and ancillary development, with a temporary met mast 50m high. (Amended Layout and reduction in Height) | 600m East of Koram Television Mast, Koram Hill, Strabane. | 240450 | 395057 | Withdrawn | 2016/17 | 2016-11-30 |  |  | Withdrawn
R/2007/0507/F | 2007-05-10 | Newry, Mourne and Down | Single wind turbine | Domestic wind turbine | 8 Ardnabannon Road Castlewellan BT31 9JL | 336040 | 337417 | Approved | 2007/08 | 2007-08-14 |  |  | Approved
P/2007/0685/F | 2007-05-11 | Newry, Mourne and Down | Single wind turbine | Erection of wind turbine (15.000m high) | 50 metres north west of 40 Tamary Road, Ballydoo, Mayobridge | 318615 | 329948 | Approved | 2007/08 | 2007-07-25 |  |  | Approved
T/2007/0363/F | 2007-05-14 | Antrim and Newtownabbey | Single wind turbine | Erection of a 90KW wind turbine with a tower height of 22.5m. | Approx. 70m West of 16 Rough Lane, Antrim | 316888 | 390521 | Approved | 2008/09 | 2008-10-29 |  |  | Approved
X/2007/0598/F | 2007-05-16 | Ards and North Down | Single wind turbine | Installation of a 5kw iskra wind turbine on a 12m tower. | Cairngaver Farm, 92 Ballybarnes Road, Newtownards. | 346110 | 376981 | Approved | 2007/08 | 2007-09-14 |  |  | Approved
V/2007/0159/F | 2007-05-17 | Mid and East Antrim | Single wind turbine | 15m wind turbine | 80m North West of 320 Upper Road, Trooperslane, Carrickfergus | 338196 | 386946 | Approved | 2007/08 | 2007-09-06 |  |  | Approved
P/2007/0717/F | 2007-05-21 | Newry, Mourne and Down | Single wind turbine | Provision of wind turbine to service dwelling | 100 metres west of 78 New Road, Silverbridge, Newry | 297913 | 315208 | Approved | 2007/08 | 2007-09-11 |  |  | Approved
K/2007/0547/F | 2007-05-22 | Fermanagh and Omagh | Wind farm | Amendment to proposed Clunahill Wind Farm comprising a reduction from seven to six wind turbines and a reduction in the maximum overall blade to tip turbine dimensions from 115m to 100m (60m hub height and 80m blade diameter), access tracks, switchyard, control building and substation, anemometer mast (60m) and ancillary development. | Lands at Glenbane Road, Clunahill Glebe, Drumquin | 229432 | 371661 | Approved | 2014/15 | 2015-02-20 |  |  | Approved
P/2007/0757/F | 2007-05-29 | Newry, Mourne and Down | Single wind turbine | Erection of wind turbine (5.5 rotor diameter on 15 metre tower) | 16 Temple Hill Road, Newry | 310105 | 326038 | Approved | 2008/09 | 2009-01-15 |  |  | Approved
J/2007/0362/F | 2007-05-30 | Derry and Strabane | Single wind turbine | Proposed proven 15-15m high 15kw wind turbine for domestic use by new dwelling adjacent to 206 Glenelly Road, Cranagh | 200m North West of 206 Glenelly Road, Cranagh, Plumbridge | 258474 | 393003 | Refused | 2007/08 | 2007-09-10 |  |  | Refused
O/2007/0440/F | 2007-05-30 | Armagh, Banbridge and Craigavon | Single wind turbine | Erection of a 15m highwind turbine | 230m SW of dwelling at 32 Aughnagurgan Road, Darkley, Armagh, BT60 3DA | 288110 | 329048 | Approved | 2007/08 | 2007-12-11 |  |  | Approved
F/2007/0220/F | 2007-05-31 | Mid and East Antrim | Single wind turbine | Proposed 15m High 6 kw wind turbine for domestic use at 61 Waterfall Road Gleno Larne | Approx. 50m West of 61 Waterfall Road Gleno Larne | 337402 | 395964 | Approved | 2007/08 | 2007-08-23 |  |  | Approved
O/2007/0449/F | 2007-05-31 | Armagh, Banbridge and Craigavon | Single wind turbine | Erection of a 15m High, 6kw wind turbine for domestic and argricultal use at 44 Tievenamara Road | Approx 215m NW of 44 Tievenamara Road, Carnagh, Keady, Co.Armagh, BT60 3JA | 283777 | 328410 | Approved | 2007/08 | 2007-12-12 |  |  | Approved
O/2007/0450/F | 2007-05-31 | Armagh, Banbridge and Craigavon | Single wind turbine | Erection of 15m high 6kw proven wind turbine | Approx 280m NW of 71 Glassdrummond Road, Derrynoose, Keady, BT60 3DT | 278446 | 333535 | Approved | 2007/08 | 2008-01-14 |  |  | Approved
T/2007/0412/F | 2007-05-31 | Antrim and Newtownabbey | Single wind turbine | Erection of 15m 6 kw Wind turbine | Approx 90m North of 6 Knockcairn Road, Dundrod | 318207 | 374618 | Approved | 2007/08 | 2007-08-28 |  |  | Approved
U/2007/0377/F | 2007-05-31 | Antrim and Newtownabbey | Single wind turbine | Erection of 15m High domestic wind turbine. | 15m east from south west corner of site boundary at 68 Glen Road, Bruslee, Ballyclare, Northern Ireland, BT39 9LT | 330516 | 390116 | Approved | 2007/08 | 2007-09-17 |  |  | Approved
B/2007/0241/F | 2007-06-04 | Causeway Coast and Glens | Single wind turbine | Erection of domestic wind turbine not exceeding 15 metres hub height | To the rear of 36A Kilhoyle Road, Drumsurn, Limavady | 274197 | 416536 | Approved | 2007/08 | 2008-03-21 |  |  | Approved
I/2007/0419/F | 2007-06-05 | Mid Ulster | Single wind turbine | Proposed wind tower to generate power (22.5m hub height and 20m diameter blades) | 150m (approx) south west of 24 Sessiagh Road, Tullyhogue | 283101 | 374381 | Withdrawn | 2007/08 | 2007-12-05 |  |  | Withdrawn
K/2007/0618/F | 2007-06-06 | Fermanagh and Omagh | Single wind turbine | Erection of 20 KV wind turbine | 84A Bracky Road, Sixmilecross, Omagh | 255498 | 370589 | Approved | 2007/08 | 2007-08-14 |  |  | Approved
R/2007/0617/F | 2007-06-08 | Newry, Mourne and Down | Single wind turbine | 15m wind turbine. | 73 Blackcauseway Road,Strangford,Downpatick. | 358169 | 346061 | Approved | 2007/08 | 2007-12-06 |  |  | Approved
G/2007/0552/F | 2007-06-12 | Mid and East Antrim | Single wind turbine | Provision of Wind Turbine | Ballykeel Primary School, 22 Crebilly Road, Ballymena | 312048 | 402698 | Approved | 2007/08 | 2007-11-05 |  |  | Approved
T/2007/0440/F | 2007-06-14 | Antrim and Newtownabbey | Single wind turbine | Erection of One No. Wind Driven Generator (20kw) | 120m West of 16 Eskylane Road, Kells | 314577 | 393198 | Approved | 2007/08 | 2007-10-02 |  |  | Approved
O/2007/0495/F | 2007-06-15 | Armagh, Banbridge and Craigavon | Single wind turbine | Erection of 6kw Wind Turbine with 15m mast | 31 Glenanne Road, Mountnorris, Armagh | 299254 | 336539 | Approved | 2007/08 | 2007-12-12 |  |  | Approved
R/2007/0640/F | 2007-06-15 | Newry, Mourne and Down | Single wind turbine | Wind turbine to generate electricity | 26 Downpatrick Road Crossgar BT30 9EQ | 346026 | 351509 | Approved | 2007/08 | 2007-08-14 |  |  | Approved
S/2007/0830/F | 2007-06-15 | Lisburn and Castlereagh | Wind farm | Erection of two wind turbines (side by side) | 36 Stoneyford Road Whitemountain Lisburn BT28 3RG OSNI 323870 369060 | 323861 | 369067 | Approved | 2008/09 | 2008-10-09 |  |  | Approved
P/2007/0860/F | 2007-06-19 | Newry, Mourne and Down | Single wind turbine | Installation of 6Kw Grid connected wind turbine for domestic use (15m Hub Height). | 16 School House Road, Carrickrovaddy, Jerrettspass. | 308181 | 332862 | Approved | 2007/08 | 2007-11-13 |  |  | Approved
S/2007/0839/F | 2007-06-19 | Lisburn and Castlereagh | Single wind turbine | Two wind turbines to generate electricity. | 7 Ingrams Road Glenavy BT28 2LE | 313021 | 372198 | Approved | 2008/09 | 2008-10-09 |  |  | Approved
H/2007/0507/F | 2007-06-20 | Mid Ulster | Single wind turbine | Proposed Wind Turbine | Approx. 400m North West of Junction of Tirkane Road & Slaughtneil Road, Maghera | 281802 | 404472 | Approved | 2008/09 | 2008-05-22 |  |  | Approved
M/2007/0845/F | 2007-06-22 | Mid Ulster | Single wind turbine | Proposed erection of a wind turbine for research for development purposes also to create power to run existing factory reducing carbon footprint from this business | 21-25 Corr Road, Killyman, Dungannon | 286207 | 364476 | Approved | 2007/08 | 2007-10-15 |  |  | Approved
F/2007/0260/F | 2007-06-25 | Mid and East Antrim | Single wind turbine | 2.5KW proven wind turbine (black) on a 15m self-supporting galvanised steel mast (green). | Turbine base 48m West of the North-East corner of the house at 109 Gobbins Road, Islandmagee | 348427 | 397205 | Approved | 2007/08 | 2007-10-08 |  |  | Approved
P/2007/0886/F | 2007-06-25 | Armagh, Banbridge and Craigavon | Single wind turbine | Erection of 6Kwp Turbine on 15m Mast. | Lands to the rear of No 5 Drumlough Road, Rathfriland. | 319142 | 333012 | Approved | 2007/08 | 2007-11-13 |  |  | Approved
Q/2007/0482/F | 2007-06-25 | Armagh, Banbridge and Craigavon | Single wind turbine | Erection of 6kw wind turbine on 15 metre mast | 110 metres north-east of 14 Moss Road, Ballinaskeagh, Banbridge | 313160 | 338993 | Approved | 2007/08 | 2007-10-18 |  |  | Approved
Q/2007/0489/F | 2007-06-26 | Armagh, Banbridge and Craigavon | Single wind turbine | Erection of a westwind 10kw wind turbine on a 15m high mast | Adjacent to 7 Burnside Road, Corbet | 316063 | 342837 | Approved | 2008/09 | 2008-07-25 |  |  | Approved
Y/2007/0395/F | 2007-06-27 | Lisburn and Castlereagh | Single wind turbine | 6kW proven wind turbine (black) on 15M self-supporting galvanised steel mast. | Turbine base 49m East of the rear of the house at 49 Lisleen Road, Gilnahirk, Belfast, BT05 7SU | 339885 | 371045 | Approved | 2007/08 | 2007-11-19 |  |  | Approved
U/2007/0460/F | 2007-06-28 | Antrim and Newtownabbey | Single wind turbine | Erection of wind turbine for domestic use, installed on a 12m monopole tower. | 49 Gravelhill Road, Ballycraigy, Newtownabbey, Northern Ireland, BT36 4TF | 329338 | 384848 | Approved | 2007/08 | 2008-01-14 |  |  | Approved
P/2007/0964/F | 2007-07-09 | Newry, Mourne and Down | Single wind turbine | Erection of a 5 kw (15m) Wind Turbine | 250 metres west of 5a Mullavat Road, Newry | 311110 | 323443 | Approved | 2007/08 | 2008-03-19 |  |  | Approved
H/2007/0551/F | 2007-07-11 | Mid Ulster | Single wind turbine | Wind Turbine to serve Domestic Dwelling | Approx. 70m East of 7 Ballyriff Road, Magherafelt (under construction) | 291008 | 386676 | Approved | 2007/08 | 2008-03-18 |  |  | Approved
O/2007/0573/F | 2007-07-11 | Armagh, Banbridge and Craigavon | Single wind turbine | Erection of Wind Turbine to generate electricity (Height of pole 12.3m) | 41 Crammonhill Road, Markethill, BT60 | 295728 | 338126 | Approved | 2007/08 | 2007-11-08 |  |  | Approved
Q/2007/0533/F | 2007-07-11 | Armagh, Banbridge and Craigavon | Single wind turbine | Erection of Wind Turbine (Pole Height 12.3m) | Hazelbank Mill, Lawrencetown | 310359 | 349055 | Refused | 2008/09 | 2008-05-27 |  |  | Refused
E/2007/0259/F | 2007-07-16 | Causeway Coast and Glens | Single wind turbine | New 15m high domestic scale wind turbine (Scirocco E5.6-6) manufactured by Eoltec. | Land to the rear of 54 Moycraig Road Bushmills | 300161 | 441869 | Approved | 2008/09 | 2008-04-11 |  |  | Approved
J/2007/0461/F | 2007-07-16 | Derry and Strabane | Single wind turbine | Wind Turbine to generate electricity | 39 Ballylaw Road, Artigarvan, Strabane | 239009 | 403908 | Approved | 2007/08 | 2007-09-27 |  |  | Approved
O/2007/0580/F | 2007-07-16 | Armagh, Banbridge and Craigavon | Single wind turbine | Erection of wind turbine | 360m SE of 87 Ballymoran Road | 290152 | 341600 | Approved | 2007/08 | 2008-03-05 |  |  | Approved
R/2007/0752/F | 2007-07-16 | Newry, Mourne and Down | Single wind turbine | Wind Turbine | 42A Magheraknock Road, Ballynahinch BT24 8TJ | 335505 | 354163 | Approved | 2007/08 | 2007-11-09 |  |  | Approved
W/2007/0693/F | 2007-07-18 | Ards and North Down | Single wind turbine | Wind turbine for domestic use, installed on a 12m Monopole Tower | Moss Farm, 31 Moss Road, Knocknagoney, Holywood | 340374 | 376738 | Approved | 2007/08 | 2008-02-26 |  |  | Approved
W/2007/0694/F | 2007-07-18 | Ards and North Down | Single wind turbine | Wind Turbine for Domestic use, installed on a 12m Monopole tower | 33 Moss Road, Knocknagoney, Holywood. | 340297 | 376649 | Approved | 2007/08 | 2008-01-03 |  |  | Approved
B/2007/0313/F | 2007-07-19 | Causeway Coast and Glens | Single wind turbine | Erection of domestic wind turbine (12.3m high) | 120m Northwest of 172 Seacoast Road, Limavady | 266305 | 427905 | Approved | 2007/08 | 2008-01-17 |  |  | Approved
C/2007/0691/F | 2007-07-20 | Causeway Coast and Glens | Single wind turbine | Erection of 2250 Kw A80 wind turbine for testing and assessment purposes. | Drumbane Road 100m East of junction with Curraghmore Road Glenullin Derry | 281252 | 411744 | Refused | 2007/08 | 2008-02-15 |  |  | Refused
K/2007/0829 | 2007-07-20 | Fermanagh and Omagh | Single wind turbine | Wind Turbine | 30m NW of 26 Fecarry Road, Ballynagilly, Omagh | 251422 | 375962 | Withdrawn | 2008/09 | 2008-10-01 |  |  | Withdrawn
R/2007/0778/F | 2007-07-23 | Newry, Mourne and Down | Single wind turbine | 15M Wind Turbine | 23 Mearne Road, Downpatrick, BT30 6SW | 350595 | 346324 | Approved | 2007/08 | 2007-10-04 |  |  | Approved
R/2007/0779/F | 2007-07-23 | Newry, Mourne and Down | Single wind turbine | 15M Wind Turbine | 48 Clanvarghan Road, Castlewellan, BT31 9JX | 334692 | 341087 | Approved | 2007/08 | 2007-11-09 |  |  | Approved
J/2007/0493/F | 2007-07-27 | Derry and Strabane | Single wind turbine | Erection of 80k/W Wind Turbine to supply farm and grid | 85 metres North West of 32 Listymore Road, Castlederg, Co. Tyrone | 228605 | 386637 | Approved | 2007/08 | 2007-11-06 |  |  | Approved
G/2007/0695/F | 2007-07-30 | Mid and East Antrim | Single wind turbine | Erection of 2250 KW A80 Wind Turbine for Testing and Assessment Purposes | 430m West of 16 Ballynafie Hill, Porglenone | 301066 | 402513 | Withdrawn | 2008/09 | 2008-09-11 |  |  | Withdrawn
H/2007/0593 | 2007-07-30 | Mid Ulster | Single wind turbine | Erection of 2250 KW A80 Wind Turbine for testing and assessment purposes. 75m high. | 350m North-West of 45 Craigmore Road, Maghera | 284923 | 402269 | Refused | 2008/09 | 2008-05-02 |  |  | Refused
U/2007/0562/F | 2007-08-07 | Antrim and Newtownabbey | Single wind turbine | Erection of a single wind turbine with a hub height of 80m and an overall height of 125m. (Tall Structure) | Brett Martin Ltd, 24 Roughfort Road, Craigarogan, Newtownabbey. | 328108 | 383966 | Withdrawn | 2008/09 | 2008-06-12 |  |  | Withdrawn
P/2007/1162/F | 2007-08-08 | Newry, Mourne and Down | Single wind turbine | Erection of 15 metre wind turbine | Carricknagavna Road, Belleeks, Newry | 298179 | 323681 | Withdrawn | 2008/09 | 2008-04-23 |  |  | Withdrawn
Q/2007/0598/F | 2007-08-08 | Armagh, Banbridge and Craigavon | Single wind turbine | Erection of 6kw wind turbine on 15-metre mast (for domestic use) | Opposite and approx 240-metres west of No. 14 Ballyroney Road, Katesbridge, Banbridge | 321738 | 339729 | Approved | 2007/08 | 2008-01-24 |  |  | Approved
C/2007/0767/F | 2007-08-14 | Causeway Coast and Glens | Single wind turbine | Erection of 1Kw Wall mounted windmill | 11 Princess Street, Portrush | 285577 | 441014 | Approved | 2007/08 | 2007-11-14 |  |  | Approved
G/2007/0737/F | 2007-08-15 | Mid and East Antrim | Single wind turbine | Installation of 6kwp turbine on 15m mast | 24.5m North North West of dwelling at 19 Tildarg Road, Ballyclare | 325120 | 395758 | Withdrawn | 2008/09 | 2008-05-12 |  |  | Withdrawn
T/2007/0661/F | 2007-08-29 | Antrim and Newtownabbey | Single wind turbine | Installation of a 15m high wind turbine at a residential address. | 60m North East from the North East corner of the dwelling at 18 Greenan Road, Randalstown | 305005 | 387856 | Approved | 2007/08 | 2007-10-31 |  |  | Approved
U/2007/0612/F | 2007-08-30 | Antrim and Newtownabbey | Single wind turbine | Erection of a proposed wind turbine (12m to hub, 14.7 to blade tip) | 740m east of Carntall Road, Adjacent to No 48, BT36 8SG | 332522 | 387126 | Approved | 2007/08 | 2007-11-09 |  |  | Approved
T/2007/0688/F | 2007-09-07 | Antrim and Newtownabbey | Single wind turbine | Development Related to installation of a wind turbine at a residential address only. Turbine will be 15m high (spec attached). | 138m East of the dwelling at 46 Lislunnan Road, Kells, Ballymena | 316954 | 395696 | Approved | 2007/08 | 2007-11-27 |  |  | Approved
P/2007/1297/F | 2007-09-12 | Newry, Mourne and Down | Single wind turbine | 15 metre wind turbine. | 35 Carricknagavna Road, Belleeks. | 298090 | 322933 | Withdrawn | 2008/09 | 2008-04-23 |  |  | Withdrawn
F/2007/0371/F | 2007-09-17 | Mid and East Antrim | Single wind turbine | Installation of domestic scale wind powered generator | 33m West of 74 Low Road, Islandmagee, Larne | 346830 | 396301 | Approved | 2007/08 | 2007-12-18 |  |  | Approved
K/2007/1189/F | 2007-09-17 | Fermanagh and Omagh | Single wind turbine | 80kw wind turbine (single) constructed | An Creagan Centre, Creggan, Omagh, Co Tyrone | 262368 | 378931 | Approved | 2007/08 | 2007-12-11 |  |  | Approved
I/2007/0786/F | 2007-09-28 | Mid Ulster | Single wind turbine | Erect 1no 40m high wind turbine - 800kva- to cater for factory requirements at 38 Limehill Road, Pomeroy | 260m North West of 38 Limehill Road | 268839 | 373534 | Refused | 2008/09 | 2008-04-22 |  |  | Refused
J/2007/0667/F | 2007-10-02 | Strategic Planning Division | Wind farm | Wind farm consisting of 4 wind turbines each with a maximum overall base to blade tip height of 125 metres. Ancillary developments include turbine transformers located internally or externally; turbine hardstands, widening and strengthening of an existing site entrance; an electrical control building with communications antennae; construction of new and amended access tracks and junctions; underground electrical cables and communications lines connecting wind turbines to the control building; on site drainage works; temporary site compound; installation of an 80 high permanent met mast and all ancillary and associated works. | Golandun Dolan, Killeter, Castlederg | 217482 | 376616 | Approved | 2018/19 | 2018-12-20 |  |  | Approved
D/2007/0517/F | 2007-10-09 | Strategic Planning Division | Wind farm | Application under Article 28 of the Planning Order to vary Condition 4 of Planning Approval D/2003/0329/F (Garves Windfarm) |  | 299278 | 417947 | Approved | 2007/08 | 2008-01-14 |  |  | Approved
O/2007/0796/F | 2007-10-09 | Armagh, Banbridge and Craigavon | Single wind turbine | Erection of 1 No. wind turbine 33m high with associated site works. | 160m south east of 10 Glassdrummond Road, Middletown. | 277432 | 335277 | Approved | 2007/08 | 2008-03-05 |  |  | Approved
U/2007/0683/F | 2007-10-10 | Antrim and Newtownabbey | Single wind turbine | Erection of wind turbine for domestic use on a 15m monopole tower. | 34 Moyra Road, Douglasland, Doagh, BT39 0SQ | 325295 | 391561 | Approved | 2007/08 | 2008-02-12 |  |  | Approved
G/2007/0969/F | 2007-10-11 | Mid and East Antrim | Single wind turbine | Erect wind turbine | Rear of 50 Carnstroan Road, Aughafatten | 321567 | 406119 | Approved | 2007/08 | 2007-12-11 |  |  | Approved
C/2007/0975/F | 2007-10-15 | Causeway Coast and Glens | Single wind turbine | Erection of 6Kw wind turbine on a 15m high mast to generate electricity for domestic use | Approx 50m SE of 7 Tamneyrankin Road Swatragh | 283850 | 409714 | Approved | 2007/08 | 2008-03-20 |  |  | Approved
H/2007/0930/F | 2007-10-17 | Mid Ulster | Single wind turbine | 15m high domestic wind turbine | 17m North of the dwelling at 4a Cranny Lane, Iniscarn Road, Moneymore | 284951 | 388764 | Approved | 2007/08 | 2008-03-28 |  |  | Approved
M/2007/1525/F | 2007-10-23 | Mid Ulster | Single wind turbine | Proposed wind turbine to serve dwelling under construction | To the rear of 10B Mullaghmarget Road, Dungannon | 282441 | 365008 | Approved | 2008/09 | 2008-04-21 |  |  | Approved
H/2007/0954/F | 2007-10-24 | Mid Ulster | Single wind turbine | Erection of single 500KW Wind Turbine with an overall height of 60m approx | Mountain Road, Owenreagh, Approx 800m South South-East of 144 Sixtowns Road, Draperstown | 275162 | 390912 | Approved | 2014/15 | 2014-05-21 |  |  | Approved
P/2007/1458/F | 2007-10-24 | Newry, Mourne and Down | Single wind turbine | Erection of 15 metre high wind turbine | 55 metres north east of 112 Longstone Road, Ballymartin | 334792 | 319026 | Refused | 2008/09 | 2008-08-07 |  |  | Refused
P/2007/1460/F | 2007-10-24 | Newry, Mourne and Down | Single wind turbine | Erection of 15 metre high wind turbine. | 9a New Line, Rathfriland. | 316737 | 334404 | Approved | 2007/08 | 2008-01-14 |  |  | Approved
P/2007/1461/F | 2007-10-24 | Newry, Mourne and Down | Single wind turbine | Erection of 15 metre high wind turbine. | 9 New Line, Rathfriland. | 316769 | 334418 | Approved | 2007/08 | 2008-02-11 |  |  | Approved
P/2007/1466/F | 2007-10-24 | Newry, Mourne and Down | Single wind turbine | Erection of wind turbine 15 metres high. | 130 metres north west of 46 Hilltown Road, Newry. | 312317 | 327321 | Approved | 2007/08 | 2008-01-15 |  |  | Approved
P/2007/1467/F | 2007-10-24 | Newry, Mourne and Down | Single wind turbine | Erection of wind turbine 15 metres high. | 29 Turmore Road, Newry Townland of Corcreeghy. | 310178 | 331766 | Approved | 2007/08 | 2008-01-14 |  |  | Approved
O/2007/0859/F | 2007-10-25 | Armagh, Banbridge and Craigavon | Wind farm | Erection of two 14.65m high wind turbines | 150 metres due south from 164 Granemore Road, Tassagh, Armagh + | 288744 | 334802 | Approved | 2007/08 | 2008-03-05 |  |  | Approved
J/2007/0700/F | 2007-10-29 | Derry and Strabane | Wind farm | Amendment to proposed development to include the reduction from 3 No. wind turbines to 1 No. wind turbine overall height 99.5 metres (hub height 64 metres, blade diameter 71 metres, met mast (61 metres), control building, amendment to junction at Brocklis Road and Peacock Road and site entrance. | Whisker Hill, Tullywhisker, Sion Mills, Co Tyrone | 231148 | 389384 | Refused | 2014/15 | 2014-11-24 |  |  | Refused
M/2007/1407/F | 2007-10-29 | Strategic Planning Division | Wind farm | Proposed Wind Farm comprising of 7 No. turbines with hub height of 64metres, blade diameter of 71metres, blade to tip length of 35.5metres and overall height of 99.5metres with a power output of 2.0MW, new access tracks, site entrances, sub station, contr | Shantavny Scotch, Omagh Road, Ballygawley Co. Tyrone | 258734 | 360607 | Approved | 2011/12 | 2012-02-24 |  |  | Approved
S/2007/1477/F | 2007-10-29 | Lisburn and Castlereagh | Single wind turbine | Installation of photovoltaic cells on roof of school and installation of green column to provide self generated amenity lighting by means of wind turbine and solar power. | Downshire Primary School, 1 Carnreagh Road, Hillsborough, BT26 6LH | 324540 | 359101 | Approved | 2008/09 | 2008-04-14 |  |  | Approved
P/2007/1502/F | 2007-10-30 | Newry, Mourne and Down | Single wind turbine | Erection of wind turbine 15 metres high. | 39A Turmore Road, Newry. | 310195 | 331740 | Approved | 2007/08 | 2008-01-14 |  |  | Approved
X/2007/1263/F | 2007-11-01 | Ards and North Down | Single wind turbine | 15m high wind turbine | 185m South West of the property at 15 Ballynichol Road, Comber, BT23 5NW | 345063 | 366912 | Approved | 2007/08 | 2008-01-15 |  |  | Approved
O/2007/0883/F | 2007-11-02 | Armagh, Banbridge and Craigavon | Single wind turbine | Erection of Wind Turbine. Height 12.25 metres. | 191b Castleblayney Road, Keady. BT60 3HY. | 282637 | 327582 | Withdrawn | 2008/09 | 2008-09-04 |  |  | Withdrawn
X/2007/1269/F | 2007-11-05 | Ards and North Down | Single wind turbine | Development relates to installation of a wind turbine at a residential address only. Turbine will be 15m High. | 40M SSE of the dwelling at 19 Ballyglighorn Road, Comber, Newtownards, BT23 5SX. | 348209 | 365789 | Approved | 2007/08 | 2008-01-15 |  |  | Approved
N/2007/0976/F | 2007-11-08 | Armagh, Banbridge and Craigavon | Single wind turbine | Installation of wind turbine. | 100m south west of dwelling at 190m west of 10 Derrymore Road, Gawleys Gate, Craigavon | 308441 | 366586 | Approved | 2008/09 | 2008-04-28 |  |  | Approved
G/2007/1047/F | 2007-11-09 | Mid and East Antrim | Single wind turbine | Wind Turbine | 40m West of 9 Augnahoy Road, Portglenone | 300105 | 401681 | Approved | 2008/09 | 2008-06-09 |  |  | Approved
R/2007/1211/F | 2007-11-12 | Newry, Mourne and Down | Single wind turbine | 15M wind turbine | 6 Grange Road Downpatrick BT30 7DB | 351702 | 339846 | Approved | 2007/08 | 2008-02-12 |  |  | Approved
J/2007/0786/F | 2007-11-13 | Derry and Strabane | Single wind turbine | 15 metre high 6kw wind turbine for domestic use to serve dwelling at 81 Kirlish Road, Drumquin. | 62m South of the dwelling at 81 Kirlish Road, Drumquin | 230686 | 378012 | Approved | 2008/09 | 2008-04-01 |  |  | Approved
C/2007/1086/F | 2007-11-14 | Causeway Coast and Glens | Single wind turbine | Renewable energy supply (6Kw turbine) | 18 Gortycavan Road Coleraine | 279131 | 431153 | Approved | 2007/08 | 2008-02-14 |  |  | Approved
O/2007/0912/F | 2007-11-14 | Armagh, Banbridge and Craigavon | Single wind turbine | Erection of a 80 ft (24 Metre) wind turbine to produce own electricity. | 107 Seagahon Damn Road, Collone, Armagh | 291593 | 339191 | Approved | 2007/08 | 2008-02-07 |  |  | Approved
P/2007/1576/F | 2007-11-14 | Newry, Mourne and Down | Single wind turbine | Erection of 6 Kilowatt wind turbine, 15 Metres high. | Directly west of no 4 Ballynagappoge Road Rathfriland. | 323424 | 333191 | Approved | 2007/08 | 2008-03-11 |  |  | Approved
N/2007/1017/F | 2007-11-19 | Armagh, Banbridge and Craigavon | Single wind turbine | Erection of a domestic wind turbine on an 11 metre mast in rear garden | 10a Orken Lane, Aghalee, Craigavon | 311982 | 366238 | Approved | 2007/08 | 2008-03-27 |  |  | Approved
P/2008/0071/F | 2007-11-19 | Newry, Mourne and Down | Single wind turbine | Erection of 15 metre high wind turbine. | 14 Lower Corrags Road, Corrags, Newry. | 312143 | 323649 | Approved | 2008/09 | 2008-07-24 |  |  | Approved
K/2007/1611/F | 2007-11-23 | Fermanagh and Omagh | Single wind turbine | Proposed erection of 6kw wind turbine | Approx 320m North East of 25 Foremass Road, Sixmilecross | 258928 | 366426 | Approved | 2008/09 | 2008-10-13 |  |  | Approved
P/2007/1615/F | 2007-11-23 | Newry, Mourne and Down | Single wind turbine | Erection of 15 Metre wind turbine. | 22a Lurgan Road, Silverbridge, Newry, BT35 9NP. | 295183 | 316566 | Approved | 2008/09 | 2008-05-14 |  |  | Approved
P/2007/1619/F | 2007-11-23 | Newry, Mourne and Down | Single wind turbine | Erection of 15 metre high, 5 KW Wind Turbine. | 30 metres North of 19 Cargabane Road, Ringolish, Donaghmore, Newry. | 312372 | 335461 | Approved | 2007/08 | 2008-02-11 |  |  | Approved
O/2007/0951/F | 2007-11-27 | Armagh, Banbridge and Craigavon | Single wind turbine | Erection of 15m high, 6KW proven wind turbine for domestic use at new dwelling 250m west of 31 Edenard Road | Approx 250m West of 31 Edenard Road, Mowhan, Armagh BT60 2HG | 294369 | 332588 | Approved | 2007/08 | 2008-03-06 |  |  | Approved
U/2007/0777/F | 2007-11-27 | Antrim and Newtownabbey | Single wind turbine | Erection of a 15m high wind turbine. | 29 Carnanee Road, Carnanee, Templepatrick, BT39 0BZ | 326604 | 385631 | Approved | 2007/08 | 2008-03-10 |  |  | Approved
O/2007/0954/F | 2007-11-28 | Armagh, Banbridge and Craigavon | Single wind turbine | Installation of 6 Kilowatt wind turbine with 15 metre mast. | 115 Red Lion Road, Ballytrue, Kilmore, Armagh | 295000 | 352787 | Approved | 2008/09 | 2008-10-10 |  |  | Approved
P/2007/1652/F | 2007-12-04 | Newry, Mourne and Down | Single wind turbine | Erection of wind turbine on 15 Metre high tower. | 200 Metres South West of No 115 Dundalk Road, Cullyhanna, Newry, BT35 0NF. | 293338 | 321536 | Approved | 2007/08 | 2008-03-12 |  |  | Approved
L/2007/1772/F | 2007-12-06 | Strategic Planning Division | Wind farm | Wind farm comprising up to 6 wind turbines (hub height 70m, blade diameter 83m = overall max height of 112m) and associated transformers, site entrance with visibility splays, two temporary anemometer masts, one permanent anemometer mast, construction of | Killy Beg and Killy More Townlands (to the south side of public road from existing Callagheen wind farm) | 198272 | 353953 | Withdrawn | 2010/11 | 2010-04-01 |  |  | Withdrawn
X/2007/1384/F | 2007-12-07 | Ards and North Down | Single wind turbine | Development relates to installation of a wind turbine at a residential address only. Turbine will be 15m High | 100 Metres NE of NE Corner Dwelling at 45A Loughries Road, Newtownards | 353716 | 374950 | Approved | 2008/09 | 2008-05-19 |  |  | Approved
B/2007/0560/F | 2007-12-11 | Strategic Planning Division | Wind farm | Amendment to layout of proposed windfarm consisting of 14 Wind Turbines (125m high) (Hub Height not exceeding 80m, Blade Diameter not exceeding 90m) an electrical sub station and control building, one meteorological pole, construction, extension and upgra | Bolea Road, 500 mtrs South East of Picnic Area on Windyhill Rd & Directly North of A37 ) Dunbeg Townland Limavady | 275268 | 427166 | Approved | 2009/10 | 2010-03-18 |  |  | Approved
D/2007/0658/F | 2007-12-11 | Causeway Coast and Glens | Single wind turbine | Proposed wind turbine (Total height 82 metres) | 136m SE of 14 Bendooragh Road Ballymoney | 293021 | 422985 | Refused | 2008/09 | 2008-11-26 |  |  | Refused
B/2007/0562/F | 2007-12-12 | Strategic Planning Division | Wind farm | The erection of seventeen wind turbines with a hub height not greater than 85m, blade diameter not more than 80m with a maximum overall height of 125 and a maximum power output of 3MW each, create new tracks (4.5km), gates, cabling, hard standing and all | Farkland on the south western slopes of Altahullion Hill, 8km from Claudy and south east of Dungiven. | 260492 | 412548 | Withdrawn | 2010/11 | 2010-11-23 |  |  | Withdrawn
L/2008/0029/F | 2007-12-12 | Fermanagh and Omagh | Single wind turbine | Proposed 20 kw wind turbine | Buninubber Killadeas Co. Fermanagh BT94 1NZ | 220766 | 354489 | Approved | 2008/09 | 2008-04-28 |  |  | Approved
B/2007/0563/F | 2007-12-13 | Strategic Planning Division | Wind farm | Proposed windfarm comprising 7 turbines (80m tower, 90m blade diameter with an overall height of 125m), associated transformers, permanent anemometer mast, site access tracks, gates, site control room, compound and substation, electrical cabling, temporar | Land approximately 1500m east of Largantea Bridge, (Windy Hill Road/Bolea Road), Dunmore, Limavady | 275047 | 428435 | Approved | 2009/10 | 2009-05-05 |  |  | Approved
Y/2007/0714/F | 2007-12-13 | Lisburn and Castlereagh | Single wind turbine | Erection of 15m high wind turbine for residential purposes | 53m south of No.8 Lisnasallagh Road, Clontonakelly, Carryduff, BT08 8AP | 338589 | 365312 | Approved | 2007/08 | 2008-03-11 |  |  | Approved
C/2007/1186/F | 2007-12-14 | Strategic Planning Division | Wind farm | Amended planning application for a wind farm comprising 15 wind turbines (reduced from 20) up to a maximum height 125m base to blade tip height) (hub height 80m + 90m blade diameter), associated transformers, two permanent anemometer masts (amended locati | Land approximately 750m South East of Dowlin's Bridge, Drumbane Road, Garvagh, Coleraine, BT 51 5DR | 281035 | 410865 | Approved | 2011/12 | 2012-01-18 |  |  | Approved
D/2007/0665/F | 2007-12-14 | Causeway Coast and Glens | Single wind turbine | Erection of new 20m wind turbine for domestic use | Lands 120m south of 53 Loughabin Road Loughgiel | 301724 | 423163 | Approved | 2008/09 | 2008-05-02 |  |  | Approved
P/2007/1715/F | 2007-12-17 | Newry, Mourne and Down | Single wind turbine | Erection of 15 metre high, 6 KW Wind Turbine. | 100 metres west of the Dwelling to be built at 30 Convent Road, Cabragh. | 325992 | 334130 | Approved | 2007/08 | 2008-03-12 |  |  | Approved
D/2007/0681/F | 2007-12-19 | Causeway Coast and Glens | Single wind turbine | Wind turbine for domestic use installed on a 12m monopole tower | 56 Tober Road Pharis Ballymoney | 304428 | 425496 | Approved | 2008/09 | 2008-06-03 |  |  | Approved
P/2007/1728/F | 2007-12-20 | Newry, Mourne and Down | Single wind turbine | Erection of one 5 kW wind turbine, 15 metre high with 5 metre diameter rotor. | 72 Benagh Road, Mayobridge, Newry. | 312931 | 327518 | Approved | 2008/09 | 2008-04-15 |  |  | Approved
D/2008/0004/F | 2007-12-27 | Causeway Coast and Glens | Single wind turbine | Wind turbine for domestic use, installed on a 12m monopole tower | 80 Coolkeeran Road, Ballymoney | 308142 | 428175 | Approved | 2008/09 | 2008-07-16 |  |  | Approved
E/2008/0009/F | 2007-12-27 | Causeway Coast and Glens | Single wind turbine | Wind Turbine for domestic use, installed with a 12m hub height on a monopole tower | 17 Drumaroan Road, Ballycastle | 314225 | 441250 | Approved | 2008/09 | 2008-05-21 |  |  | Approved
Q/2007/0914/F | 2007-12-27 | Strategic Planning Division | Wind farm | Amendment to proposed application to include a reduction from 2 No. wind turbines to 1 No. turbine, of hub height 64m, blade diameter of 71m, overall height of 99.5m, max. power output of 2.3MW, new tracks, substation, control room and temporary site comp | Land approx 300m SW of Existing BT Tower, Slieve Croob, Dromara, Dromore. | 331175 | 345348 | Refused | 2011/12 | 2012-02-13 |  |  | Refused
X/2008/0027/F | 2007-12-27 | Ards and North Down | Single wind turbine | Wind turbine (ISKRA AT5-1) for domestic use, installed on a 15m Monopole Tower | 69 Ballystockart Road Comber | 342710 | 370239 | Approved | 2008/09 | 2008-05-21 |  |  | Approved
T/2008/0001/F | 2008-01-02 | Antrim and Newtownabbey | Single wind turbine | Erection of a 6kw Scirocco Wind Turbine on a 15 metre monopole mast to supplement domestic electricity in the new dwelling at 30 Drumsough Road | Land adjacent to 30 Drumsough Road (90m approx south west of no. 30), Randalstown. | 311451 | 390835 | Approved | 2007/08 | 2008-03-05 |  |  | Approved
P/2008/0029/F | 2008-01-04 | Newry, Mourne and Down | Single wind turbine | Development relates to installation of a Wind Turbine at a residential address. Turbine will be 15 Metres high. | 62 Metres North of the Dwelling at 8 Roxborough Road, Dorsy. | 295363 | 324129 | Approved | 2008/09 | 2008-05-13 |  |  | Approved
P/2008/0033/F | 2008-01-08 | Newry, Mourne and Down | Single wind turbine | Erection of a Wind Turbine at a residential address only. Turbine will be 15 Metres high. | 105 Metres West of the Dwelling at 117 Dundalk Road, Cullyhanna, Newry. (Amended Address) | 293404 | 321455 | Approved | 2008/09 | 2008-05-13 |  |  | Approved
G/2008/0034/F | 2008-01-11 | Mid and East Antrim | Single wind turbine | Erection of 6kw Wind Turbine on 15m Tower for domestic use | Ballycregagh Road, 40m West of 84 Ballycregagh Road, Clough | 308681 | 415827 | Approved | 2008/09 | 2008-04-10 |  |  | Approved
S/2008/0063/F | 2008-01-14 | Lisburn and Castlereagh | Single wind turbine | Domestic wind turbine | Adjacent to barn at 16 Nuthill Road, Moira BT67 0PH | 318356 | 358943 | Approved | 2008/09 | 2008-07-11 |  |  | Approved
C/2008/0053/F | 2008-01-18 | Causeway Coast and Glens | Single wind turbine | Replacement of existing electrical wind turbine with a 33m high cylindrical mast turbine. | 45 Dullaghy Road, Garvagh | 287049 | 413141 | Approved | 2008/09 | 2008-07-21 |  |  | Approved
G/2008/0070/O | 2008-01-21 | Mid and East Antrim | Single wind turbine | Installation of a wind turbine to generate electricity from renewable energy resource | Academy House, 121a Broughshane Street, Ballymena | 311148 | 403803 | Withdrawn | 2008/09 | 2008-04-30 |  |  | Withdrawn
J/2008/0088/F | 2008-01-28 | Strategic Planning Division | Wind farm | Wind Farm consisting of 3 wind turbines of up to 2.3 MW power output with a hub height of 64m, blade diameter of 71m and a maximum overall base to blade tip height of 99.5m. Ancillary developments include, turbine transformers, revised electrical control | Slieveglass Mountain, Bullock Park, Drumquin, Co. Tyrone | 227739 | 377628 | Refused | 2012/13 | 2012-04-30 |  |  | Refused
O/2008/0094/F | 2008-01-29 | Armagh, Banbridge and Craigavon | Single wind turbine | Erection of 6 kilowatt 15 metre wind turbine for domestic use. | Land adjacent to 77 Crossdall Road, Middleton. | 277061 | 333308 | Approved | 2008/09 | 2008-06-04 |  |  | Approved
L/2008/0260/F | 2008-01-30 | Fermanagh and Omagh | Single wind turbine | Erection of a 6KW wind turbine to supply domestic dwelling | Lattone, Belcoo | 200840 | 345026 | Approved | 2008/09 | 2008-04-24 |  |  | Approved
O/2008/0093/F | 2008-01-30 | Armagh, Banbridge and Craigavon | Single wind turbine | Installation of a 15 metre high wind turbine | 140m East of No.55 Mullansilla Road, Armagh | 292570 | 347987 | Approved | 2008/09 | 2008-04-10 |  |  | Approved
B/2008/0057/F | 2008-01-31 | Causeway Coast and Glens | Single wind turbine | Erection of wind turbine for domestic use (15m high) | 21.5 metres south east of the back right corner of the house at 212 Baranailt Road, Limavady | 262939 | 417681 | Approved | 2008/09 | 2008-05-08 |  |  | Approved
P/2008/0137/F | 2008-01-31 | Newry, Mourne and Down | Single wind turbine | Installation of a wind turbine at a residential address only. Turbine will be 15 metres high. | 75 metres South West of the South most corner of dwelling at 24 Rathfriland Road, Hilltown, Newry. | 320847 | 329485 | Approved | 2008/09 | 2008-10-13 |  |  | Approved
C/2008/0108/F | 2008-02-04 | Causeway Coast and Glens | Single wind turbine | Domestic 6Kw Wind Turbine on a 15m tower | Rear of 34 Ballystrone Road, Coleraine | 280290 | 429269 | Approved | 2008/09 | 2008-04-16 |  |  | Approved
E/2008/0046/F | 2008-02-04 | Causeway Coast and Glens | Single wind turbine | New 15m domestic wind turbine | 49 Gaults Road, Cushendall | 320984 | 425767 | Refused | 2008/09 | 2008-11-26 |  |  | Refused
P/2008/0158/F | 2008-02-04 | Newry, Mourne and Down | Single wind turbine | Erection of a 15 Metre Fortis Wind Turbine. | 24A Rathfriland Road, Ballygorian, Hilltown. | 320718 | 329417 | Approved | 2008/09 | 2008-05-14 |  |  | Approved
V/2008/0031/F | 2008-02-04 | Mid and East Antrim | Single wind turbine | Wind turbine for domestic use, installed on a 12m Monopole tower | Rear of 43 Loughmourne Road, Carrickfergus | 339995 | 393189 | Approved | 2008/09 | 2008-05-08 |  |  | Approved
I/2008/0157/F | 2008-02-11 | Strategic Planning Division | Single wind turbine | Amendment to proposed windfarm to include a reduction from two to one wind turbines, reduction in overall height from 125m to 101.2m (hub height of 60m and blade diameter of 82.4m), a telecommunication relay tower and radio control cabin, construction, ex | Crockbrack, (north of Loughmarve Road and west of Gortscraheen Road, with access via Loughmallon Road), Limehill, Pomeroy, County Tyrone. | 267307 | 374432 | Approved | 2012/13 | 2012-06-19 |  |  | Approved
R/2008/0149/F | 2008-02-12 | Newry, Mourne and Down | Single wind turbine | Development relates to installation of a wind turbine at a residential address only. Turbine will be 15m high | 30M North of Northern most shed at 12 Ballygallum Road, Downpatrick, BT30 7DA | 350974 | 341191 | Approved | 2008/09 | 2008-07-10 |  |  | Approved
X/2008/0191/F | 2008-02-13 | Ards and North Down | Single wind turbine | Development relates to installation of a wind turbine at a residential address only. Turbine will be 15M high (spec attached). | In hedgeline of field 190m West from last barn in yard at 15 Ballyrogan Road, Newtownards. | 345158 | 374306 | Approved | 2008/09 | 2008-05-21 |  |  | Approved
Y/2008/0084/F | 2008-02-13 | Lisburn and Castlereagh | Single wind turbine | Installation of a 15m high wind turbine. | 70m South East of South corner of garage at dwelling at 16 Lisnabreeny Road East, Castlereagh, Belfast, BT6 9SS. | 338071 | 370037 | Approved | 2008/09 | 2008-05-08 |  |  | Approved
D/2008/0079/F | 2008-02-14 | Causeway Coast and Glens | Single wind turbine | 15 metre wind turbine. | 60m North West of the dwelling at 57 Glenbuck Road, Dunloy | 302205 | 416093 | Approved | 2008/09 | 2008-06-04 |  |  | Approved
S/2008/0188/F | 2008-02-14 | Lisburn and Castlereagh | Single wind turbine | Installation of a wind turbine at a residential address only. Turbine will be 15m high. | Thornhedge, 2 Kilcorig Road, Magheragall, Lisburn, BT28 2QY | 321549 | 365735 | Approved | 2008/09 | 2008-08-07 |  |  | Approved
C/2008/0163/F | 2008-02-21 | Strategic Planning Division | Wind farm | Proposed wind farm comprising 3 wind turbines up to a maximum 126m tip height (comprising a configuration of up to 85m for towers and up to 41m radius for blades). The development will also comprise associated transformers, site access tracks, gates, a si | Land approximately 750m south of 13B Lisnamuck Road, Blackhill, Coleraine | 285175 | 423147 | Withdrawn | 2010/11 | 2010-10-01 |  |  | Withdrawn
C/2008/0166/F | 2008-02-21 | Causeway Coast and Glens | Single wind turbine | Proposed wind turbune - 6kw for domestic use only | 60m West of 33 Ballyhome Road, Coleraine | 289642 | 438175 | Approved | 2008/09 | 2008-05-14 |  |  | Approved
G/2008/0155/F | 2008-02-27 | Mid and East Antrim | Single wind turbine | Installation of a 6Kw Wind Turbine on a 15m Mast | 30A Ballynulto Road, Glenwherry, Ballymena | 322345 | 400850 | Approved | 2008/09 | 2008-06-13 |  |  | Approved
R/2008/0217/F | 2008-03-04 | Newry, Mourne and Down | Single wind turbine | Erection of 15m Wind Turbine | 11 Slievehanny Road, Castlewellan, BT31 9LN. | 334283 | 340303 | Approved | 2008/09 | 2008-09-09 |  |  | Approved
S/2008/0274/F | 2008-03-05 | Belfast | Single wind turbine | Installation of a domestic wind turbine (20m to hub) | 200m South East of Terrace Hill, 55 Ballynahatty Road, Edenderry, Co Down | 332598 | 368236 | Approved | 2009/10 | 2009-06-12 |  |  | Approved
X/2008/0276/F | 2008-03-10 | Ards and North Down | Single wind turbine | Development relates to installation of a Wind Turbine at a residential address only. Turbine will be 15m high (spec attached) | Approximately 5m NW of existing mobile homes at 2c Killaughey Road South, Millisle, BT22 2DY. | 357014 | 375474 | Approved | 2008/09 | 2008-07-11 |  |  | Approved
R/2008/0254/F | 2008-03-11 | Newry, Mourne and Down | Single wind turbine | One 15 metre wind turbine. | 32 Lisboy Road, Downpatrick, BT30 7LE | 351573 | 348092 | Approved | 2008/09 | 2008-07-09 |  |  | Approved
K/2008/0334/F | 2008-03-12 | Fermanagh and Omagh | Wind farm | Planning application for a wind farm at Carraghamulkin for 10 no.wind turbines each with a maximum overall base to blade tip height of 125metres. Ancilliary developments will comprise turbine transformers located internally or externally; turbine hardstands; widening and strengthening of an existing site entrance; electrical control building; communications antennae on control building; widening of existing tracks; construction of new access tracks and junctions; underground electrical cables and communications lines connecting wind turbines to control building; on site drainage works; a relocated temporary site compound; installation of a 85m high permanent met mast and all ancillary and associated works (Further Environmental Information Received). | Curraghamulkin, Coolavannagh TD, Curraghmulkin TD, Dooish TD, Drumquin, Co Tyrone. | 232607 | 368736 | Refused | 2015/16 | 2016-01-25 |  |  | Refused
N/2008/0197/F | 2008-03-12 | Armagh, Banbridge and Craigavon | Single wind turbine | Erection of 5 Kilowatt Wind Turbine mounted on a 15 Metre Self Supporting Mast. | 18 Kilmore Hill Road, Lurgan. | 309601 | 362568 | Approved | 2008/09 | 2008-08-19 |  |  | Approved
O/2008/0200/F | 2008-03-12 | Armagh, Banbridge and Craigavon | Single wind turbine | Erection of one 18 Metre Wind Turbine. | 16 The Cairn Road, Armagh. | 291880 | 339986 | Approved | 2008/09 | 2008-08-06 |  |  | Approved
B/2008/0122/F | 2008-03-13 | Causeway Coast and Glens | Single wind turbine | Erection of wind turbine for residential use (15m high) | 90 metres south east of Mount View, 321 Seacoast Road, Bellarena, Limavady | 267320 | 431909 | Approved | 2008/09 | 2008-10-22 |  |  | Approved
J/2008/0207/F | 2008-03-14 | Derry and Strabane | Single wind turbine | Installation of 15KW micro wind turbine on a 15m mast, with a 9m rota. | 250m S SW of 28 Aghalougher Road, Killeter, Castlederg, Co.Tyrone | 219241 | 379821 | Approved | 2008/09 | 2008-06-11 |  |  | Approved
O/2008/0208/F | 2008-03-14 | Armagh, Banbridge and Craigavon | Single wind turbine | Erection of Wind Turbine, 15 Metre Mast, Proven 6 Kilowatts. | 57 Derryloughan Road, Loughgall, Co.Armagh. | 292900 | 354452 | Approved | 2008/09 | 2008-07-10 |  |  | Approved
P/2008/0374/F | 2008-03-14 | Newry, Mourne and Down | Single wind turbine | Erection of 15m high wind turbine. | 140 metres East of 25 Ballydoo Road, Mayobridge, Newry | 316797 | 328832 | Approved | 2008/09 | 2008-06-17 |  |  | Approved
P/2008/0378/F | 2008-03-14 | Newry, Mourne and Down | Wind farm | Erection of 2 No. Wind Turbines (15 metre hub height) | 18a & 18b Quarter Road, Camlough, Newry. | 303726 | 327461 | Refused | 2009/10 | 2009-05-14 |  |  | Refused
R/2008/0279/F | 2008-03-18 | Newry, Mourne and Down | Single wind turbine | One 15 metre wind turbine. | 42 Carnreagh Road, Castlewellan, BT31 9NY | 336152 | 343761 | Approved | 2008/09 | 2008-07-10 |  |  | Approved
R/2008/0282/F | 2008-03-18 | Newry, Mourne and Down | Single wind turbine | 15m Wind Turbine. | 145 Ballydugan Road (Tullymurry), Downpatrick, BT30 8HH. | 343334 | 341504 | Approved | 2008/09 | 2008-06-06 |  |  | Approved
Y/2008/0158/F | 2008-03-18 | Lisburn and Castlereagh | Single wind turbine | Installation of electric generating wind turbine (40 metres to hub with 7 metre blades) to rear of existing sports centre | Lough Moss Leisure Centre, Hillsborough Road, Carryduff, Co. Down, BT8 8HR | 336001 | 364928 | Withdrawn | 2008/09 | 2009-02-11 |  |  | Withdrawn
P/2008/0389/F | 2008-03-19 | Newry, Mourne and Down | Single wind turbine | Erection of a 15 Metre Wind Turbine. | 49A Crossan Road, Mayobridge. | 315094 | 328474 | Approved | 2008/09 | 2008-06-10 |  |  | Approved
P/2008/0393/F | 2008-03-19 | Newry, Mourne and Down | Single wind turbine | Erection of wind turbine | Site to the rear of dwelling No. 87 Brackenagh West Road, Ballymartin, Newry. | 332120 | 320639 | Refused | 2008/09 | 2008-07-28 |  |  | Refused
P/2008/0397/F | 2008-03-20 | Newry, Mourne and Down | Single wind turbine | Erection of 20 Kilowatt Wind Turbine on an 18 Metre Mast. | 91 Rathfriland Road, Hilltown, Newry. | 320593 | 331444 | Approved | 2008/09 | 2008-07-18 |  |  | Approved
S/2008/0335/F | 2008-03-20 | Lisburn and Castlereagh | Single wind turbine | Erection of a 9 metre wind turbine with 14.5m rotor height for domestic use. | Bellevue, 42 Kilwarlin Road, Hillsborough | 321904 | 358640 | Approved | 2008/09 | 2008-09-25 |  |  | Approved
R/2008/0291/F | 2008-03-21 | Newry, Mourne and Down | Single wind turbine | Installation of 10kw wind turbine on 12m high free standing steel mast. | Ballyronan Lodge, 49 Belfast Road, Downpatrick, BT30 9AU. | 347321 | 346774 | Approved | 2008/09 | 2008-07-10 |  |  | Approved
L/2008/0504/F | 2008-03-27 | Fermanagh and Omagh | Wind farm | Development relates to the installation of 2 wind turbines at a residential address only.Turbines will be 15m high | 60m and 115m south west of front door of dwelling at 51 Foxhill Road,Ballyreagh,Tempo | 230298 | 349353 | Approved | 2008/09 | 2008-06-25 |  |  | Approved
P/2008/0420/F | 2008-03-27 | Newry, Mourne and Down | Single wind turbine | Installation of a 6kw Wind Turbine (15m hub height) for domestic purposes. | 20m South West along field boundary of North corner of field at 248 Armagh Road, Newry (approximately 100 metres north of No. 248). | 303895 | 332805 | Approved | 2008/09 | 2008-06-17 |  |  | Approved
R/2008/0312/F | 2008-03-27 | Newry, Mourne and Down | Single wind turbine | One 15 metre wind turbine. | 84 Magheratimpany Road, Ballynahinch, Co Down, BT24 8PA. | 337175 | 349288 | Approved | 2008/09 | 2008-06-05 |  |  | Approved
R/2008/0313/F | 2008-03-27 | Newry, Mourne and Down | Single wind turbine | One 15 metre wind turbine. | Land beside 30 Carnreagh Road, Drumaroad, Castlewellan, Co Down, BT31 9NY. | 336239 | 343516 | Approved | 2008/09 | 2008-07-10 |  |  | Approved
R/2008/0314/F | 2008-03-27 | Newry, Mourne and Down | Single wind turbine | One 15 metre wind turbine. | 40 Drumree Road, Ballyculter, Downpatrick, Co Down, BT30 7AR. | 357407 | 345868 | Approved | 2008/09 | 2008-07-10 |  |  | Approved
R/2008/0316/F | 2008-03-27 | Newry, Mourne and Down | Single wind turbine | One 15 metre wind turbine. | 82 Minerstown Road, Downpatrick, BT30 8LS. | 348595 | 336127 | Approved | 2008/09 | 2008-07-10 |  |  | Approved
C/2008/0266/F | 2008-03-28 | Causeway Coast and Glens | Single wind turbine | Installation of 6Kw wind turbine | 21 Ballyrogan Road Garvagh | 280730 | 415680 | Approved | 2008/09 | 2008-07-29 |  |  | Approved
R/2008/0318/F | 2008-03-28 | Newry, Mourne and Down | Single wind turbine | Development relates to installation of a wind turbine at a residential address only. Turbine will be 15m high. | 100M South West of West wall of house on the East side of driveway at 53 Shore Road, Killyleagh, BT30 9UE | 351752 | 351375 | Approved | 2008/09 | 2008-07-10 |  |  | Approved
L/2008/0459/F | 2008-03-31 | Fermanagh and Omagh | Wind farm | An amended layout of 5 wind turbines of up to 2.5 megawatt power output (or 12.5 MW total) each with a maximum overall base blade to tip height of 120 metres; Ancillary developments will comprise turbine transformers; turbine hardstands, widening and strengthening of an existing site entrance; amendments to the design of the electrical control building; communications antennae on control building, widening of existing track, construction of new access tracks and junctions; undergrounded electrical cables and communications lines connecting wind turbines to control building; on site drainage works; a temporary site compound; installation of a permanent met mast and all ancillary and associated works. | Teiges Mountain, Eshnanumera and Eshnasillog More townlands (adjacent to Lisnaskea Forest), Brookeborough TD, Co. Fermanagh | 243303 | 339609 | Approved | 2014/15 | 2014-12-15 |  |  | Approved
L/2008/0531/F | 2008-03-31 | Fermanagh and Omagh | Single wind turbine | Erection of an 11KW tubular wind turbine | Ashbrooke, Colebrooke Estate, Brookeborough | 239455 | 344567 | Refused | 2008/09 | 2008-07-23 |  |  | Refused
O/2008/0248/F | 2008-04-01 | Armagh, Banbridge and Craigavon | Single wind turbine | Erection of a wind turbine. | 11 Ballyvally Road, Loughgilly, Co. Armagh. | 300443 | 337124 | Approved | 2008/09 | 2008-07-11 |  |  | Approved
C/2008/0282/F | 2008-04-02 | Causeway Coast and Glens | Single wind turbine | Development relates to installation of a wind turbine at a residential address only. Turbine will be 15m high. | 60m south of road, along western perimeter of field adjacent to 51 Glen Road, Garvagh. | 279997 | 412196 | Approved | 2008/09 | 2008-09-11 |  |  | Approved
S/2008/0377/F | 2008-04-02 | Lisburn and Castlereagh | Single wind turbine | Installation of 5 KW Wind Turbine on 12m high free standing steel mast. | 65 Old Ballynahinch Road, Lisburn, BT27 6TH. | 331216 | 360395 | Approved | 2008/09 | 2008-11-12 |  |  | Approved
K/2008/0457/F | 2008-04-03 | Fermanagh and Omagh | Single wind turbine | Installation of 10KW wind turbine on 12m high guyed steel mast | 33 Botera Upper Road, Omagh, Tyrone. BT78 5DG | 240383 | 370263 | Approved | 2008/09 | 2008-08-18 |  |  | Approved
Q/2008/0203/F | 2008-04-03 | Armagh, Banbridge and Craigavon | Single wind turbine | Erection of 20 KW Wind Turbine | 125 metres east of 32 Hilltown Road, Rathfriland | 320504 | 332872 | Approved | 2008/09 | 2008-07-28 |  |  | Approved
U/2008/0224/F | 2008-04-03 | Antrim and Newtownabbey | Single wind turbine | Erection of a 12m Wind turbine. | 47 Knockagh Road, Jordanstown, Newtownabbey, BT36 5BW | 334949 | 386772 | Approved | 2008/09 | 2008-06-23 |  |  | Approved
E/2008/0128/F | 2008-04-04 | Causeway Coast and Glens | Single wind turbine | 15m 6kw Wind Turbine | 244m East of 100 Hillside Road Armoy | 308627 | 435171 | Withdrawn | 2008/09 | 2008-12-15 |  |  | Withdrawn
N/2008/0267/F | 2008-04-04 | Armagh, Banbridge and Craigavon | Single wind turbine | Erection of wind turbine with 15 metre mast. | 8 Derryola Bridge Road, Gawley's Gate, Lurgan. | 308900 | 367444 | Approved | 2008/09 | 2008-08-28 |  |  | Approved
P/2008/0463/F | 2008-04-04 | Newry, Mourne and Down | Single wind turbine | Erection of wind turbine for domestic use, installed on a 15 metre monopole tower. | 14 Donaldsons Road, Crossmaglen. | 292751 | 316709 | Approved | 2008/09 | 2008-06-10 |  |  | Approved
M/2008/0464/F | 2008-04-08 | Mid Ulster | Single wind turbine | Proposed 24m High (10KW) domestic wind turbine | 150m west of 79 Benburb Road, Moy, Tyrone | 283503 | 355327 | Approved | 2008/09 | 2008-08-20 |  |  | Approved
Q/2008/0217/F | 2008-04-08 | Armagh, Banbridge and Craigavon | Single wind turbine | Erection of single wind turbine on 30m mast for domestic use | 22 Lagangreen Road, Dromore | 324389 | 352004 | Approved | 2008/09 | 2008-12-18 |  |  | Approved
P/2008/0495/F | 2008-04-09 | Newry, Mourne and Down | Single wind turbine | Erection of wind turbine for domestic use, installed on a 15m monopole tower. | 10 Donaldsons Road, Crossmaglen. | 292227 | 316680 | Approved | 2008/09 | 2008-11-10 |  |  | Approved
C/2008/0301/F | 2008-04-10 | Causeway Coast and Glens | Single wind turbine | New 15m domestic wind turbine. | 145m south of 186 Portstewart Road. | 282688 | 435947 | Approved | 2008/09 | 2008-06-11 |  |  | Approved
Q/2008/0221/F | 2008-04-10 | Armagh, Banbridge and Craigavon | Single wind turbine | Erection of wind turbine, 6 kw 15 metres height - to supply 1 dwelling (Ref: Q/2006/0361/RM) | 170 Metres East of Diamond View Road, Dromore | 320897 | 349838 | Approved | 2008/09 | 2008-07-24 |  |  | Approved
L/2008/0564/F | 2008-04-11 | Fermanagh and Omagh | Single wind turbine | Development relates to installation of a wind turbine at a residential address only. Turbine will be 15m high. | South west corner of concrete farm yard at 37 Tedd Road, Tedd, Enniskillen | 227226 | 362117 | Approved | 2008/09 | 2008-07-02 |  |  | Approved
D/2008/0189/F | 2008-04-14 | Causeway Coast and Glens | Single wind turbine | Wind turbine - Vestas V20 - 120kW (24m to hub, 34m high to tip of blades). | Benvarden Road, Derrykeighan, Ballymoney (300m Opposite No.11) | 295914 | 433215 | Approved | 2008/09 | 2008-11-18 |  |  | Approved
J/2008/0240/F | 2008-04-14 | Strategic Planning Division | Wind farm | Amendment to proposed Meenakeeran Wind Farm comprising a reduction in turbine numbers from 5 to 4 with a maximum overall turbine height of 115m, (hub height 75m, blade diameter 80m), access tracks, switchyard, control building & substation, anemometer mast | Meenakeeran, Tullycar Road, Aghyaran, Castlederg. | 210672 | 382400 | Approved | 2015/16 | 2016-01-19 |  |  | Approved
M/2008/0476/F | 2008-04-14 | Strategic Planning Division | Wind farm | Construction of a Wind Farm consisting of three wind turbines up to maximum 125m tip height (hub height not exceeding 80 metres, blade diameter not exceeding 90 metres), a substation, an anemometer, construction, extension and upgrading of internal site t | Cappagh, Cappagh Road, 5km South of Pomeroy and 13km North West of Dungannon, Co. Tyrone, BT70 2PD | 267891 | 367232 | Withdrawn | 2010/11 | 2010-12-07 |  |  | Withdrawn
P/2008/0515/F | 2008-04-14 | Newry, Mourne and Down | Single wind turbine | Erection of 15m Wind Turbine. | 47 Tate Road, Belleeks, Newry. | 297436 | 323800 | Approved | 2008/09 | 2008-07-22 |  |  | Approved
P/2008/0519/F | 2008-04-14 | Newry, Mourne and Down | Single wind turbine | Erection of one 15m Wind Turbine. | 39 Newry Road, Crossmaglen, Newry. | 292167 | 315780 | Approved | 2008/09 | 2008-07-18 |  |  | Approved
P/2008/0523/F | 2008-04-14 | Newry, Mourne and Down | Single wind turbine | Erection of 15m Wind Turbine. | 39 Rostrevor Road, Hilltown, Newry. | 320866 | 327830 | Withdrawn | 2008/09 | 2008-07-03 |  |  | Withdrawn
O/2008/0291/F | 2008-04-17 | Armagh, Banbridge and Craigavon | Single wind turbine | Erection of one 15m Wind Turbine. | Liberty Hall, Cathedral Road, Armagh. | 286039 | 346264 | Approved | 2008/09 | 2008-07-10 |  |  | Approved
P/2008/0542/F | 2008-04-17 | Newry, Mourne and Down | Single wind turbine | Erection of a Wind Turbine. | 25 Metres north west 21 Carrickasticken Road, Forkhill. | 301613 | 315251 | Approved | 2008/09 | 2008-07-22 |  |  | Approved
R/2008/0381/F | 2008-04-17 | Newry, Mourne and Down | Single wind turbine | One 15 metre Wind Turbine. | West of Forestside Cottage, Bannonstown Road, Castlewellan, BT31 9BQ. | 332681 | 338488 | Approved | 2008/09 | 2008-07-10 |  |  | Approved
R/2008/0383/F | 2008-04-17 | Newry, Mourne and Down | Single wind turbine | One 15 metre Wind Turbine. | 1 Mountain Road, Ballynahinch, Co Down, BT24 8QT. | 334467 | 346461 | Approved | 2008/09 | 2008-07-10 |  |  | Approved
R/2008/0384/F | 2008-04-17 | Newry, Mourne and Down | Single wind turbine | One 15 metre Wind Turbine. | 140 Monlough Road, Saintfield, BT24 7EU. | 340738 | 360790 | Approved | 2008/09 | 2008-07-10 |  |  | Approved
X/2008/0406/F | 2008-04-17 | Ards and North Down | Single wind turbine | 15m Wind Turbine | Watch Hill Cottage. Reagh Island, Comber, BT23 6EN. | 352384 | 364211 | Approved | 2008/09 | 2008-07-16 |  |  | Approved
V/2008/0122/F | 2008-04-18 | Mid and East Antrim | Single wind turbine | Development relates to installation of a wind turbine at a residential address only. Turbine will be 15m high (spec attached) | 80m WNW of North West Corner of dwelling at 11Bellahill Road, Ballycarry, Carrickfegus | 343194 | 393916 | Approved | 2008/09 | 2008-07-11 |  |  | Approved
C/2008/0327/F | 2008-04-21 | Causeway Coast and Glens | Single wind turbine | New 15m Domestic Wind Turbine (Scirocco E5.6-6) | 52m South West of 22 Cranagh Road Coleraine | 282526 | 433662 | Withdrawn | 2008/09 | 2009-03-02 |  |  | Withdrawn
C/2008/0332/F | 2008-04-21 | Causeway Coast and Glens | Single wind turbine | Wind turbine for domestic use installed on a monopole tower | 51 Ballymacrae Road Portrush | 288632 | 439548 | Approved | 2008/09 | 2008-07-23 |  |  | Approved
E/2008/0148/F | 2008-04-21 | Causeway Coast and Glens | Single wind turbine | New 15m high domestic scale wind turbine (Scirocco E5.6.6) Manufactured by Eoltec | 125m SW of 111 Glenshesk Road, Armoy | 310936 | 433899 | Refused | 2008/09 | 2008-10-31 |  |  | Refused
E/2008/0149/F | 2008-04-21 | Causeway Coast and Glens | Single wind turbine | Wind turbine for domestic use installed on a 12m monopole tower | 19 Moycraig Road, Bushmills | 300639 | 443338 | Refused | 2008/09 | 2008-10-31 |  |  | Refused
F/2008/0149/F | 2008-04-21 | Mid and East Antrim | Single wind turbine | Installation of 'Iskra AT5-1' 9m high, 5kw wind turbine for domestic use | 100 Low Road, Islandmagee, Larne | 346724 | 396937 | Approved | 2008/09 | 2008-06-20 |  |  | Approved
J/2008/0268/F | 2008-04-21 | Derry and Strabane | Single wind turbine | Wind Turbine to produce electricity for farm buildings | 330m NW of No 99 Peacock Road, Sion Mills, Strabane BT82 9NF | 231320 | 391187 | Approved | 2008/09 | 2008-09-09 |  |  | Approved
P/2008/0565/F | 2008-04-21 | Newry, Mourne and Down | Single wind turbine | Erection of wind turbine 15 metres high | 13 Forest Road, Forkhill, Newry | 301675 | 318296 | Approved | 2008/09 | 2008-08-12 |  |  | Approved
Q/2008/0245/F | 2008-04-21 | Armagh, Banbridge and Craigavon | Single wind turbine | Erection of 15 metre wind turbine | 171 Blackskull Road, Dromore (approx 150 Metres East of 171) | 313105 | 350829 | Approved | 2008/09 | 2008-09-18 |  |  | Approved
V/2008/0125/F | 2008-04-21 | Mid and East Antrim | Single wind turbine | Erection of wind turbine, 12m monopole | New site ref: 150m South East of 110 Beltoy Road, Carrickfergus | 343620 | 391168 | Approved | 2008/09 | 2008-08-06 |  |  | Approved
M/2008/0511/F | 2008-04-22 | Mid Ulster | Single wind turbine | Wind Turbine for domestic use installed on a 12m monopole | 67 Rehaghey Road, Aughnacloy, Co Tyrone BT69 6HB | 271583 | 353123 | Approved | 2008/09 | 2008-06-13 |  |  | Approved
M/2008/0516/F | 2008-04-22 | Armagh, Banbridge and Craigavon | Single wind turbine | Erection of 1No. wind turbine | 85m west of 181 Clonmore Road, Dungannon | 288318 | 360206 | Withdrawn | 2008/09 | 2008-07-23 |  |  | Withdrawn
V/2008/0129/F | 2008-04-24 | Mid and East Antrim | Single wind turbine | Erection of wind turbine installed on a 12m monopole tower | 55m West of 73 Bridge End Road, Ballycarry, Carrickfergus | 344232 | 391946 | Approved | 2008/09 | 2008-07-11 |  |  | Approved
P/2008/0578/F | 2008-04-25 | Newry, Mourne and Down | Single wind turbine | Erection of a wind turbine with a rotor of 5.5 metres diameter situated on a 15 metre mast | 95 Newry Road, Hilltown | 317823 | 327809 | Approved | 2008/09 | 2008-08-19 |  |  | Approved
A/2008/0315/F | 2008-04-28 | Derry and Strabane | Single wind turbine | Erection of 6KW, 15 metre high wind turbine. | 120 metres East of 37 Oughtaugh Road, Killaloo, Londonderry | 252513 | 410514 | Approved | 2008/09 | 2008-07-04 |  |  | Approved
S/2008/0494/F | 2008-04-29 | Lisburn and Castlereagh | Single wind turbine | Installation of 15kw wind turbine with monopole mast and 15m hub height and a 4.5m rotor blade radius. | 266 Ballynahinch Road, Dromore, BT25 1EU. | 329213 | 352935 | Approved | 2009/10 | 2009-08-12 |  |  | Approved
U/2008/0281/F | 2008-04-29 | Antrim and Newtownabbey | Single wind turbine | Erection of domestic wind turbine (5.4m diameter) installed on a 12m monopole | 18 Kingsmoss Road, Kingsbog, Newtownabbey, BT36 4TN | 330053 | 386135 | Approved | 2008/09 | 2008-08-22 |  |  | Approved
J/2008/0278/F | 2008-05-01 | Strategic Planning Division | Wind farm | Amendment to windfarm comprising 5 wind turbines with reduction in height from 125m to 120.5m (hub height of 85m, blade diameter of 71m) with maximum total power output of 2.3MW per turbine, site entrances with visibility splays and new tracks, site contr | Site 1070m South West of no.22 Aghamore Road, Castlederg. | 220808 | 377511 | Refused | 2012/13 | 2012-10-25 |  |  | Refused
F/2008/0164/F | 2008-05-02 | Mid and East Antrim | Single wind turbine | Proposed wind turbine to generate electricity | 50m North West of 58 Dickeystown Road, Larne | 333617 | 413481 | Approved | 2008/09 | 2008-11-14 |  |  | Approved
S/2008/0524/F | 2008-05-02 | Lisburn and Castlereagh | Single wind turbine | Erection of domestic wind turbine on 14m monopole with rotor blade radius of 1.8m | 30 metres South East of 5a Dagger Road, Maze, Lisburn, Co Antrim. | 321762 | 363622 | Approved | 2009/10 | 2009-04-16 |  |  | Approved
C/2008/0381/F | 2008-05-06 | Causeway Coast and Glens | Single wind turbine | Wind turbine on 23.4m lattice tower for production of renewable energy on clients premises. | Maddybenny Farm, Coleraine. | 284713 | 437556 | Approved | 2008/09 | 2008-09-11 |  |  | Approved
J/2008/0296/F | 2008-05-06 | Derry and Strabane | Single wind turbine | Installation of a 15metre high domestic wind turbine. | 200metres south south east of garage on site opposite 15 Meenamullin Road, Castlederg, Co Tyrone | 219661 | 379212 | Approved | 2008/09 | 2008-07-02 |  |  | Approved
W/2008/0374/F | 2008-05-06 | Ards and North Down | Single wind turbine | Wind Turbine for domestic use, installed on a 12m monopole tower. | 21 Lower Balloo Road, Groomsport, Bangor, BT19 6LU. | 354490 | 382554 | Approved | 2008/09 | 2008-11-21 |  |  | Approved
G/2008/0339/F | 2008-05-07 | Mid and East Antrim | Single wind turbine | Wind Turbine | 32 Garvaghy Road, Portglenone | 299625 | 404035 | Approved | 2008/09 | 2008-07-08 |  |  | Approved
P/2008/0623/F | 2008-05-07 | Newry, Mourne and Down | Single wind turbine | Proposed 15 metre wind turbine to provide electricty for domestic purposes. | 53 Rostrevor Road, Hilltown, Newry | 321176 | 327644 | Approved | 2008/09 | 2008-08-19 |  |  | Approved
G/2008/0349/F | 2008-05-12 | Mid and East Antrim | Single wind turbine | Retrospective application for the erection of a wind turbine | 96a Rathkeel Road, Broughshane | 317923 | 404216 | Approved | 2008/09 | 2008-08-12 |  |  | Approved
G/2008/0353/F | 2008-05-12 | Mid and East Antrim | Single wind turbine | Installation of 20kw wind turbine on 18m high free standing mast. | 31 Dernaveagh Road, Ballymena | 310301 | 409234 | Approved | 2008/09 | 2008-08-13 |  |  | Approved
J/2008/0308/F | 2008-05-12 | Derry and Strabane | Single wind turbine | Installation of 10kw domestic wind turbine on 12m high guyed mast | 37a Ballymullarty Road, Newtownstewart. BT78 4NL | 240428 | 389752 | Approved | 2008/09 | 2008-09-03 |  |  | Approved
J/2008/0309/F | 2008-05-12 | Derry and Strabane | Single wind turbine | Installation of 10kw wind turbine on 12m high guyed mast. | 250m north of 68 Lettercarn Road, Castlederg. BT81 7QZ | 226936 | 379139 | Approved | 2008/09 | 2008-08-05 |  |  | Approved
J/2008/0310/F | 2008-05-12 | Derry and Strabane | Single wind turbine | 30m high wind turbine (to generate electricity for existing engineering works at 17 Gortgranagh Road and used in lieu of existing 150kw diesel generator surplus electricity fed into national grid system) | 130m south of 17 Gortgranagh Road, Newtownstewart. BT78 4JH | 239773 | 383686 | Approved | 2008/09 | 2008-09-26 |  |  | Approved
J/2008/0311/F | 2008-05-12 | Derry and Strabane | Single wind turbine | Installation of 10kw domestic wind turbine on 12m high free standing mast | 14 Aghyaran Road, Kilteer, Castlederg. BT81 7YA | 218640 | 380675 | Approved | 2008/09 | 2008-08-05 |  |  | Approved
J/2008/0312/F | 2008-05-12 | Derry and Strabane | Single wind turbine | Installation of 10kw wind turbine on 12m high free standing mast | 22a Dergalt Road, Strabane, Tyrone. BT82 8NF | 238667 | 395964 | Approved | 2008/09 | 2008-08-05 |  |  | Approved
K/2008/0599/F | 2008-05-12 | Fermanagh and Omagh | Single wind turbine | Retention of 10kw wind turbine on 12m high free standing mast | 21 Magheralough Road, Trillick, Omagh, Tyrone. BT78 3SZ | 231343 | 355999 | Approved | 2008/09 | 2008-11-11 |  |  | Approved
L/2008/0688/F | 2008-05-12 | Fermanagh and Omagh | Single wind turbine | Installation of 5kw wind turbine on 12m high guyed mast | 93 Crillian Road, Kesh | 220914 | 366309 | Approved | 2008/09 | 2008-09-29 |  |  | Approved
L/2008/0699/F | 2008-05-12 | Fermanagh and Omagh | Single wind turbine | Installation of 5kw wind turbine on 12m high guyed mast | 10 Montaighroe Road, Kesh | 217491 | 365623 | Approved | 2008/09 | 2008-09-29 |  |  | Approved
L/2008/0702/F | 2008-05-12 | Fermanagh and Omagh | Single wind turbine | Installation of 5kw wind turbine on 12m high guyed mast | 124 Tirwinny Road, Ederney | 222023 | 368074 | Approved | 2008/09 | 2008-09-29 |  |  | Approved
L/2008/0705/F | 2008-05-12 | Fermanagh and Omagh | Single wind turbine | Installation of 5kw wind turbine on 12m high guyed mast | 80 Castlederg Road, Ederney | 221717 | 367680 | Approved | 2008/09 | 2008-09-26 |  |  | Approved
L/2008/0735/F | 2008-05-12 | Fermanagh and Omagh | Single wind turbine | Installation of 10kw wind turbine on 12m high guyed mast | 9 Raw Road, Claraghy, Brookeborough | 241509 | 342744 | Approved | 2008/09 | 2008-07-31 |  |  | Approved
R/2008/0456/F | 2008-05-12 | Newry, Mourne and Down | Single wind turbine | Installation of 10kw wind turbine on 12m high free standing mast. | 107a Ballynoe Road, Downpatrick, Co Down, BT30 8AJ. | 348593 | 340697 | Approved | 2008/09 | 2008-09-29 |  |  | Approved
R/2008/0458/F | 2008-05-12 | Newry, Mourne and Down | Single wind turbine | Installation of 10 kw wind turbine in 12m high free standing mast. | 22a Magheralone Road, Ballynahinch, Co Down BT24 8ND | 340642 | 348988 | Approved | 2008/09 | 2008-09-04 |  |  | Approved
X/2008/0499/F | 2008-05-12 | Ards and North Down | Single wind turbine | Installation of 20kw wind turbine on 18m free standing mast. | 11 Innishargy Road,Kircubbin. | 360401 | 364613 | Approved | 2008/09 | 2008-08-19 |  |  | Approved
X/2008/0504/F | 2008-05-12 | Ards and North Down | Single wind turbine | Installation of 5kw wind turbine on 12m high guyed mast. | 42 Rowreagh Road,Kircubbin. | 360450 | 358851 | Approved | 2008/09 | 2008-09-12 |  |  | Approved
U/2008/0342/F | 2008-05-13 | Antrim and Newtownabbey | Single wind turbine | Erection of 10kw wind turbine on 12m high free standing mast. | 204 Hillhead Road, Lisnalinchy, Ballyclare, BT39 9LP | 330145 | 388433 | Approved | 2008/09 | 2008-08-15 |  |  | Approved
X/2008/0534/F | 2008-05-14 | Ards and North Down | Single wind turbine | Wind Turbine for domestic use, installed on a 15m monopole tower. | 77 Ballyrainey Road, Comber, BT23 5JU. | 345116 | 371756 | Approved | 2008/09 | 2008-08-19 |  |  | Approved
P/2008/0658/F | 2008-05-15 | Newry, Mourne and Down | Single wind turbine | Erection of 12m high, 5kw Wind Turbine. | 78M South West of 14 Bog Road, Cullyhanna, Newry. | 290252 | 321134 | Approved | 2008/09 | 2008-07-18 |  |  | Approved
R/2008/0475/F | 2008-05-16 | Newry, Mourne and Down | Single wind turbine | One 15 metre Wind Turbine (amended plan) | 29 Drumsnade Road, Ballynahinch, Co Down, BT24 8NG. | 338666 | 347712 | Approved | 2009/10 | 2009-10-06 |  |  | Approved
U/2008/0309/F | 2008-05-16 | Antrim and Newtownabbey | Single wind turbine | Erection of a 15m high wind turbine | 30m west of dwelling in hedgeline at 40 Templepatrick Road, Doagh, Ballyclare, BT39 | 330673 | 392120 | Approved | 2008/09 | 2008-08-04 |  |  | Approved
T/2008/0329/F | 2008-05-20 | Antrim and Newtownabbey | Single wind turbine | Wind Turbine (single), 15m Hub Height, 7m Rotar Diameter for provision of electricity to residential property | 180m North of 4 Lismacloskey Road, Toomebridge | 301335 | 390095 | Approved | 2008/09 | 2008-09-04 |  |  | Approved
C/2008/0428/F | 2008-05-22 | Causeway Coast and Glens | Single wind turbine | Installation of 10kw Wind Turbine on 12m high free standing mast. | 7 Belraugh Road, Garvagh | 279917 | 421183 | Approved | 2008/09 | 2008-09-02 |  |  | Approved
P/2008/0704/F | 2008-05-22 | Newry, Mourne and Down | Single wind turbine | Erection of 15 metre high, 6kw wind turbine (domestic use). | 140 metres south of No. 84 Maytown Road, Bessbrook, Newry. | 303035 | 331634 | Approved | 2008/09 | 2008-08-11 |  |  | Approved
R/2008/0486/F | 2008-05-22 | Newry, Mourne and Down | Single wind turbine | Development relates to installation of a wind turbine at a residential address only. Turbine will be 15m high (spec attached). | 35m West of corner of large outhouse at Carnacally House, 42 Church Road, Kilmore, Crossgar, BT30 9HR. | 343315 | 350837 | Approved | 2008/09 | 2008-09-02 |  |  | Approved
F/2008/0193/F | 2008-05-23 | Mid and East Antrim | Single wind turbine | Proposed Scirocco E5. 6.6kw Wind Turbine to supply existing house with electricity (15m tower) | Approx. 75m South West of Tory Cottage, Site 51 Glenview Road, Glenarm | 329908 | 406578 | Withdrawn | 2008/09 | 2008-06-18 |  |  | Withdrawn
I/2008/0493/F | 2008-05-23 | Mid Ulster | Single wind turbine | One 15m wind turbine, 6kw domestic, 150m SW of Thornhill Rd | 150m SW of 210 Thornhill Road, Pomeroy, Dungannon BT70 3EA | 271939 | 371106 | Refused | 2008/09 | 2009-01-28 |  |  | Refused
J/2008/0339/F | 2008-05-23 | Derry and Strabane | Single wind turbine | Wind powered turbine, overall height of 16.25m with a maximum output of 5kw | 128 Lisnarragh Road, Dunamanagh, Strabane, Tyrone. BT82 0SA | 245581 | 401183 | Approved | 2008/09 | 2008-08-05 |  |  | Approved
P/2008/0707/F | 2008-05-23 | Newry, Mourne and Down | Single wind turbine | Erection of one 15 metre wind turbine (6kw domestic) | 30 metres north west of 6 Mill Road, Hilltown | 320928 | 330288 | Approved | 2008/09 | 2008-08-12 |  |  | Approved
P/2008/0710/F | 2008-05-23 | Newry, Mourne and Down | Single wind turbine | Erection of 12Metre 5KW Wind Turbine | 90m South of No. 15 Cargie Road, Cullyhanna, Newry | 290897 | 321364 | Approved | 2008/09 | 2008-09-09 |  |  | Approved
P/2008/0721/F | 2008-05-23 | Newry, Mourne and Down | Single wind turbine | Erection of one 15 metre high wind turbine (6kw domestic) | 140 metres south west 4 Cavannakill Road, Belleeks, Newry | 295647 | 326465 | Approved | 2008/09 | 2008-10-14 |  |  | Approved
Q/2008/0340/F | 2008-05-23 | Newry, Mourne and Down | Single wind turbine | Erection of one 15 Metre wind turbine. (6 Kilowatt Domestic) | 120 Metres North East of No. 108 Finnis Road, Dromara | 329046 | 345538 | Approved | 2008/09 | 2008-09-17 |  |  | Approved
Q/2008/0341/F | 2008-05-23 | Armagh, Banbridge and Craigavon | Single wind turbine | Erection of one 15 Metre wind turbine (6 killowatt domestic). | 60 Metres West of 8 Redbridge Road, Killtariff | 318835 | 333439 | Approved | 2008/09 | 2008-10-28 |  |  | Approved
R/2008/0491/F | 2008-05-23 | Newry, Mourne and Down | Single wind turbine | One 15 metre wind turbine (6kw domestic) | 14 Largy Road, Slievenalargy, Castlewellan (25m West off) BT31 9AR | 330566 | 334836 | Approved | 2008/09 | 2008-09-10 |  |  | Approved
P/2008/0724/F | 2008-05-27 | Newry, Mourne and Down | Single wind turbine | Erection of 15 metre high 10kw Wind Turbine. | 120 metres west of 25 Blaney Road, Newtownhamilton. | 291513 | 325961 | Approved | 2008/09 | 2008-09-09 |  |  | Approved
Q/2008/0345/F | 2008-05-28 | Armagh, Banbridge and Craigavon | Single wind turbine | Erection of one 15metre wind turbine | 25 Metres South East of dwelling at 117 Magherabeg Road, Dromore | 319036 | 355467 | Approved | 2008/09 | 2008-09-17 |  |  | Approved
X/2008/0603/F | 2008-05-29 | Ards and North Down | Single wind turbine | 15m Wind Turbine. | 43 Drumreagh Road, Ballygowan, BT23 6LD. | 345429 | 361412 | Approved | 2008/09 | 2008-09-11 |  |  | Approved
C/2008/0438/F | 2008-05-30 | Causeway Coast and Glens | Single wind turbine | Wind Turbine for domestic use, installed on a 15m monopole tower | 37 Ballytober Road, Bushmills | 292080 | 439104 | Approved | 2008/09 | 2008-09-02 |  |  | Approved
F/2008/0196/F | 2008-05-30 | Mid and East Antrim | Single wind turbine | Development relates to installation of a wind turbine at a residential address only. Turbine will be 15m high. | 85m West, as the crow flies, of the most westerly building at 31 Ballycoose road Ballygally, Larne | 334235 | 408217 | Approved | 2008/09 | 2008-09-12 |  |  | Approved
K/2008/0664/F | 2008-05-30 | Fermanagh and Omagh | Single wind turbine | Development relates to installation of a wind turbine at a residential address only. Turbine will be 15m High (spec attached) | 250m south east of dwelling at 77 Blackfort Road, Omagh | 244959 | 368075 | Approved | 2008/09 | 2009-01-14 |  |  | Approved
T/2008/0358/F | 2008-06-02 | Strategic Planning Division | Wind farm | Proposed 2 No. wind turbines, hub height 44m, blade radius 26m, 850 KW power output per turbine, base to tip of blade height 70m, construction of temporary access tracks, underground cabling and associated site works. | Approx 130m NW of 44 Connaught Road, Randalstown, BT41 2NX. | 309778 | 392987 | Approved | 2011/12 | 2012-03-01 |  |  | Approved
C/2008/0453/F | 2008-06-03 | Causeway Coast and Glens | Single wind turbine | Installation of 10kw wind turbine on 12m high guyed mast. | 94 Dunboe Road, Coleraine. | 278433 | 431552 | Approved | 2008/09 | 2008-09-02 |  |  | Approved
M/2008/0671/F | 2008-06-03 | Armagh, Banbridge and Craigavon | Single wind turbine | Installation of 10kw turbine on 12m high free standing mast | 143 Derrylee Road, Dungannon, BT71 6NU | 290083 | 362141 | Approved | 2008/09 | 2008-09-15 |  |  | Approved
P/2008/0756/F | 2008-06-04 | Newry, Mourne and Down | Single wind turbine | Erection of windmill to provide a source of electricity for the new dwelling on a 15 metre mast | 170 metres north of 11 Molly Road, Jonesborough | 305693 | 317116 | Approved | 2008/09 | 2008-10-13 |  |  | Approved
G/2008/0434/F | 2008-06-05 | Mid and East Antrim | Single wind turbine | Installation of 10kw wind turbine on 12m high free standing mast. | 130 Longmore Road, Martinstown, Ballymena | 313813 | 411724 | Approved | 2008/09 | 2008-08-12 |  |  | Approved
T/2008/0367/F | 2008-06-05 | Antrim and Newtownabbey | Single wind turbine | Installation of a 15m high wind turbine. | 40 North of the dwelling at 102 Shore Road, Toomebridge, Antrim. | 299897 | 387345 | Approved | 2008/09 | 2008-09-04 |  |  | Approved
Y/2008/0289/F | 2008-06-05 | Lisburn and Castlereagh | Single wind turbine | Installation of a 15m high wind turbine at residential address only | 110 Hillsborough Road, Monlough, Carryduff, BT08 8HU | 335480 | 363828 | Approved | 2008/09 | 2008-11-05 |  |  | Approved
Y/2008/0291/F | 2008-06-05 | Lisburn and Castlereagh | Single wind turbine | Development relates to installation of a wind turbine at a residential address only. Turbine will be 15m high. | 170m south of dwelling @ 50 Monlough Road, Ballyknockan, Ballygowan, BT23 6NP | 340194 | 363320 | Approved | 2008/09 | 2008-10-08 |  |  | Approved
C/2008/0467/F | 2008-06-06 | Causeway Coast and Glens | Single wind turbine | Renewable energy supply (6kw turbine, 9 metres high) | 55 Newbridge Road, Coleraine. | 287958 | 430035 | Approved | 2008/09 | 2008-09-03 |  |  | Approved
P/2008/0770/F | 2008-06-06 | Newry, Mourne and Down | Single wind turbine | Installation of a wind turbine at a residential address only. Turbine will be 15 metres high (spec attached) | 35 metres to rear of dwelling at 44 Cullion Road, Rathfriland, Newry | 315272 | 330484 | Approved | 2008/09 | 2008-08-11 |  |  | Approved
Y/2008/0295/F | 2008-06-09 | Lisburn and Castlereagh | Single wind turbine | Installation of 10kw wind turbine on 12m high free standing mast | 83 Manse Road, Clontonakelly, Carryduff, BT08 8AF | 338168 | 366271 | Approved | 2008/09 | 2008-09-10 |  |  | Approved
Y/2008/0297/F | 2008-06-09 | Lisburn and Castlereagh | Single wind turbine | Installation of 5kw wind turbine on 12m high guyed mast | 80 Drumlig Road, Carryduff, BT8 | 336663 | 363343 | Approved | 2008/09 | 2008-10-29 |  |  | Approved
Y/2008/0298/F | 2008-06-09 | Lisburn and Castlereagh | Single wind turbine | Installation of 10kw wind turbine on 12m high free standing mast | 83 Manse Road, Clontonakelly, Carryduff, BT08 8AF | 338218 | 366285 | Approved | 2008/09 | 2008-09-10 |  |  | Approved
O/2008/0443/F | 2008-06-11 | Armagh, Banbridge and Craigavon | Single wind turbine | Installation of a wind turbine at the quarry site to offset energy consumption, turbine hub height = 44 metres, rotar diameter = 52 metres. | 19 Outlack Road, Armagh. | 290484 | 340653 | Approved | 2008/09 | 2009-01-09 |  |  | Approved
F/2008/0216 | 2008-06-12 | Mid and East Antrim | Single wind turbine | Proposed Scirocco E5. 6.6kw Wind Turbine to supply existing house with electricity | Approx 75m South West of Tory Cottage, Site 51 Glenview Road, Glenarm | 329940 | 406557 | Withdrawn | 2008/09 | 2008-06-18 |  |  | Withdrawn
M/2008/0751/F | 2008-06-13 | Mid Ulster | Single wind turbine | Wind turbine | 120m north west of 60 Ballygittle Road, Stewartstown | 288071 | 369565 | Approved | 2008/09 | 2008-12-16 |  |  | Approved
O/2008/0448/F | 2008-06-13 | Armagh, Banbridge and Craigavon | Single wind turbine | Erection of 10kw wind turbine on 12metre high free standing mast (Amended Proposal). | 29 Oakfield Road, Ballylane, Mohan. | 295847 | 334791 | Approved | 2009/10 | 2009-06-11 |  |  | Approved
P/2008/0801/F | 2008-06-13 | Newry, Mourne and Down | Single wind turbine | Erection of 10 kw wind turbine on 12 metre high free standing mast. | 83 Aghnagurgan Road, Altnamackin, Newtownhamilton. | 289327 | 325539 | Approved | 2008/09 | 2008-11-10 |  |  | Approved
Q/2008/0378/F | 2008-06-13 | Armagh, Banbridge and Craigavon | Single wind turbine | Erection of 20kw wind turbine on 18 metre high free standing mast. | 3 Tullyglush Road, Banbridge. | 320513 | 348845 | Approved | 2008/09 | 2008-10-27 |  |  | Approved
Q/2008/0379/F | 2008-06-13 | Armagh, Banbridge and Craigavon | Single wind turbine | Erection of 10kw wind turbine on 12 metre high free standing mast | 15 Glen Road, Kilkinamurry | 323077 | 343863 | Approved | 2008/09 | 2008-11-20 |  |  | Approved
T/2008/0389/F | 2008-06-13 | Antrim and Newtownabbey | Single wind turbine | Installation of 10kw wind turbine on 12m high free standing mast. | 42 Browndod Road, Parkgate | 321753 | 391600 | Approved | 2009/10 | 2009-04-30 |  |  | Approved
F/2008/0220/F | 2008-06-16 | Mid and East Antrim | Single wind turbine | Proposed Scirocco E5. 6.6kw wind turbine to supply existing house with electrcity. | Approx 75m South West of Tory Cottage, Site 51 Glenview Road, Glenarm, Skeagh, Ballymena. | 329919 | 406527 | Approved | 2008/09 | 2008-08-08 |  |  | Approved
M/2008/0761/F | 2008-06-16 | Mid Ulster | Wind farm | Installation of four (4) wind turbines on 15 Monopolet | Servite Priory, Main Street, Benburb BT71 7JZ | 281569 | 352046 | Refused | 2008/09 | 2009-01-19 |  |  | Refused
G/2008/0476/F | 2008-06-17 | Mid and East Antrim | Single wind turbine | Installation of 10kw wind turbine on 12m high free standing mast. | 47 Ballynulto Road, Glenwhery, Ballymena. | 322186 | 400630 | Approved | 2008/09 | 2008-08-12 |  |  | Approved
L/2008/0908/F | 2008-06-17 | Fermanagh and Omagh | Single wind turbine | Installation of 5kw wind turbine on 12m high guyed mast | 170m West of 17 Lattone Road, Belcoo West, Belcoo | 207993 | 338877 | Approved | 2008/09 | 2008-09-01 |  |  | Approved
R/2008/0574/F | 2008-06-17 | Newry, Mourne and Down | Single wind turbine | 15m 6kw Wind Turbine. 150 metres SSE of 118 Ballydugan Road (Domestic). | 118 Ballydugan Road, Downpatrick, BT30 8HF. | 345016 | 341475 | Approved | 2008/09 | 2008-09-15 |  |  | Approved
E/2008/0208/F | 2008-06-18 | Causeway Coast and Glens | Single wind turbine | Relocation of 15 metre domestic wind turbine | Approximately 90 metres north east of 54 Moycraig Road Bushmills | 300217 | 441905 | Approved | 2008/09 | 2008-11-25 |  |  | Approved
Y/2008/0316/F | 2008-06-19 | Lisburn and Castlereagh | Single wind turbine | 15M 6kw wind turbine (domestic use) 200m SE of 120 Killynure Road, Carryduff | 120 Killynure Road, Carryduff, BT8 8EB | 338034 | 362854 | Approved | 2008/09 | 2008-10-29 |  |  | Approved
U/2008/0377/F | 2008-06-20 | Antrim and Newtownabbey | Single wind turbine | Erection of 15m high wind turbine. | 15 Bernice Road, Newtownabbey, Co Antrim, BT36 | 327240 | 383317 | Approved | 2009/10 | 2009-05-14 |  |  | Approved
Y/2008/0318/F | 2008-06-20 | Lisburn and Castlereagh | Single wind turbine | 15m 6kw domestic wind turbine 200m SE of 118 Killynure Road, Carryduff | 118 Killynure Road, Carryduff, BT8 8EB | 338019 | 362890 | Approved | 2008/09 | 2008-10-30 |  |  | Approved
M/2008/0797/F | 2008-06-23 | Armagh, Banbridge and Craigavon | Single wind turbine | Erection of 1 no. wind turbine | 85m west of 181 Clonmore Road, Dungannon | 288356 | 360297 | Approved | 2009/10 | 2009-06-11 |  |  | Approved
P/2008/0832/F | 2008-06-23 | Newry, Mourne and Down | Single wind turbine | Erection of 1 No. 5 kW Wind Turbine, 12 metres high with 5m rotor diameter. | 50 metres west of 168 Belfast Road, Newry. | 309341 | 333814 | Approved | 2008/09 | 2008-09-08 |  |  | Approved
P/2008/0833/F | 2008-06-23 | Newry, Mourne and Down | Single wind turbine | Erection of a 5kw wind turbine (15metres) | 45 metres north east of 11 Burren Hill Road, Warrenpoint. | 313091 | 322177 | Approved | 2008/09 | 2008-09-08 |  |  | Approved
K/2008/0758/F | 2008-06-24 | Fermanagh and Omagh | Single wind turbine | Development relates to installation of a wind turbine at a residential address only. Turbine will be 15m high (spec attached) | 190m to north west of dwelling and 85m west of edge of Woodland at 59 Derrybard Road, Seskinore, Omagh. BT78 2RB | 247066 | 361538 | Approved | 2008/09 | 2008-10-09 |  |  | Approved
P/2008/0841/F | 2008-06-24 | Newry, Mourne and Down | Single wind turbine | Erection of 15 metre high, 5kw wind turbine. | 100 metres west of 29 Cargabane Road, Donaghmore, Newry (townland of Annaghbane). | 312457 | 336007 | Approved | 2008/09 | 2008-09-08 |  |  | Approved
S/2008/0701/F | 2008-06-24 | Lisburn and Castlereagh | Single wind turbine | 10 kw wind turbine on 15m mono pole | 75 Ballymullan Road, Lisburn BT27 5PS | 330169 | 363232 | Approved | 2008/09 | 2009-02-05 |  |  | Approved
Q/2008/0409/F | 2008-06-26 | Armagh, Banbridge and Craigavon | Single wind turbine | Erection of a 5kw wind turbine | 45m southwest of 11 Annaghbane Road, Banbridge, BT32 3NU | 311481 | 338875 | Approved | 2008/09 | 2008-10-23 |  |  | Approved
X/2008/0660/F | 2008-06-26 | Ards and North Down | Single wind turbine | Erection of domestic wind turbine. | 96 Ballybarnes Road, Newtownards, BT23 4TD. | 346140 | 377179 | Approved | 2008/09 | 2008-09-11 |  |  | Approved
P/2008/0881/F | 2008-07-01 | Newry, Mourne and Down | Single wind turbine | Erection of 15m 6kw wind turbine for domestic use | 150 metres south west of 39 Rostrevor Road, Hilltown | 321095 | 328195 | Approved | 2008/09 | 2008-09-09 |  |  | Approved
P/2008/0916/F | 2008-07-01 | Newry, Mourne and Down | Single wind turbine | Erection of 15 metres 6kw domestic wind turbine. | 100 metres south of 40 Tullyframe Road, Kilkeel. | 326042 | 316915 | Approved | 2008/09 | 2008-10-13 |  |  | Approved
Q/2008/0422/F | 2008-07-01 | Newry, Mourne and Down | Single wind turbine | Erection of 15m 6kw wind turbine for domestic use | 100 metres south east of No.8 Park Road, Dromara. | 330458 | 349048 | Approved | 2008/09 | 2008-10-23 |  |  | Approved
Q/2008/0425/F | 2008-07-01 | Newry, Mourne and Down | Single wind turbine | Erection of 15 Metres 6kw wind turbine for domestic use | 75 Metres South of 92 Bann Road, Castlewellan | 329593 | 336422 | Approved | 2008/09 | 2008-09-17 |  |  | Approved
Q/2008/0426/F | 2008-07-01 | Armagh, Banbridge and Craigavon | Single wind turbine | Erection of 15 Metres 6kw domestic wind turbine | 15 Bellisle Road, Dromore | 324499 | 352541 | Approved | 2008/09 | 2008-10-23 |  |  | Approved
Q/2008/0438/F | 2008-07-01 | Newry, Mourne and Down | Single wind turbine | Erection of 15 metre 6kw domestic wind turbine | 125 metres South East of 24 Castlewellan Road, Dromara | 329389 | 348796 | Approved | 2008/09 | 2008-09-19 |  |  | Approved
P/2008/0885/F | 2008-07-02 | Newry, Mourne and Down | Single wind turbine | Erection of two 20kw wind turbine on 18 metre monopole towers. | 125 metres from 136 Kilbroney Road, Rostrevor | 319893 | 322437 | Refused | 2008/09 | 2008-11-11 |  |  | Refused
R/2008/0632/F | 2008-07-02 | Newry, Mourne and Down | Single wind turbine | Erection of a 5 kw domestic wind turbine on a 12m high guyed mast. | Lands to the rear of 42 Drumsnade Road, Ballynahinch Co Down | 338405 | 347276 | Approved | 2008/09 | 2008-10-30 |  |  | Approved
F/2008/0229/F | 2008-07-03 | Mid and East Antrim | Single wind turbine | Erection of 1 no. wind turbine 14m high with associated siteworks (amended proposal). | 27 Starbog Road, Larne (45m South of Starbog Road). | 335063 | 401471 | Approved | 2008/09 | 2009-01-21 |  |  | Approved
I/2008/0533/F | 2008-07-04 | Mid Ulster | Single wind turbine | Erection of a telescopic & collapsible-adjustable height wind turbine with wind-orientating propellars up to 100kw, maximum height 36.81m | 220.0m north west of No 139 Drumenny Road, Ardboe, Dungannon. BT71 5BD | 293114 | 376455 | Approved | 2008/09 | 2009-03-23 |  |  | Approved
P/2008/0903/F | 2008-07-04 | Newry, Mourne and Down | Single wind turbine | Erection of 5kw wind turbine. | 46 Betty's Hill Road, Ballyholland, Newry, County Down. | 311133 | 324732 | Refused | 2008/09 | 2009-03-16 |  |  | Refused
P/2008/0909/F | 2008-07-07 | Newry, Mourne and Down | Single wind turbine | Erection of 5kw, 15 metre high Wind Turbine (5m rotor diameter). | 100 metres west of 83 Forkhill Road Newry | 306310 | 321536 | Approved | 2008/09 | 2008-10-14 |  |  | Approved
P/2008/0918/F | 2008-07-07 | Newry, Mourne and Down | Single wind turbine | Erection of 15 metres high 6kw domestic wind turbine (5.570m rotor diameter). | 60 metres south of 15 Carrickasticken Road, Newry. | 301549 | 315484 | Withdrawn | 2012/13 | 2013-02-08 |  |  | Withdrawn
Q/2008/0437/F | 2008-07-07 | Newry, Mourne and Down | Single wind turbine | Erection of 15 metres 6kw wind turbine for domestic use. | 160 metres south west of 92 Bann Road, Castlewellan. | 329447 | 336422 | Approved | 2008/09 | 2008-09-19 |  |  | Approved
T/2008/0454/F | 2008-07-07 | Antrim and Newtownabbey | Single wind turbine | Erection of a 6 kw wind turbine with a tower height of 12m. | 290m South West of No. 9 Browndod Road, Doagh, Ballyclare. | 320346 | 392941 | Approved | 2008/09 | 2008-09-01 |  |  | Approved
D/2008/0331/F | 2008-07-09 | Strategic Planning Division | Wind farm | Retrospective application for the amendment to approved Garves Wind Farm (D/2003/0329/F), to include relocation of turbines T3, T4 and T5 and associated hardstandings and access tracks, including passing bay near T5, and additional hardstanding area on th |  | 299278 | 417971 | Approved | 2009/10 | 2009-08-24 |  |  | Approved
P/2008/0940/F | 2008-07-10 | Newry, Mourne and Down | Single wind turbine | Erection of 11kw wind turbine on a 15 metre tower (reduced scheme) | 85 metres south east of no.19 Ballyardle Road, Kilkeel. | 328179 | 313929 | Approved | 2008/09 | 2009-02-18 |  |  | Approved
B/2008/0305/F | 2008-07-16 | Causeway Coast and Glens | Single wind turbine | Erection of 6kw wind turbine to serve farmhouse of applicant | Approximately 120m south of 40 Crebarkey Road, Dungiven | 270924 | 405591 | Approved | 2008/09 | 2008-12-15 |  |  | Approved
P/2008/0958/F | 2008-07-17 | Newry, Mourne and Down | Single wind turbine | Erection of 15 metre high 6kw wind turbine for domestic use (5.57m rotor diameter). | 100 metres south east of 60 Carricknagavna Road, Newry. | 298128 | 323651 | Approved | 2008/09 | 2008-10-21 |  |  | Approved
P/2008/0959/F | 2008-07-17 | Newry, Mourne and Down | Single wind turbine | Erection of 15 metre 6kw wind turbine for domestic use (5.570m rotor diameter). | 120 metres east of 35 Carricknagavna Road, Newry. | 298143 | 322911 | Approved | 2008/09 | 2008-10-14 |  |  | Approved
P/2008/0978/F | 2008-07-21 | Newry, Mourne and Down | Single wind turbine | Erection of 12m high, 5kw wind turbine (6.4m rotor diameter). | 81metres east of no 58 Barkers Road, Tullyvallen, Cullyhanna, Newry. | 291782 | 323815 | Approved | 2008/09 | 2008-12-16 |  |  | Approved
C/2008/0579/F | 2008-07-23 | Causeway Coast and Glens | Single wind turbine | Proposed erection of new wind turbine (9 metre high tower) | Land south west of 71 Sconce Road, Articlave | 276737 | 430960 | Approved | 2008/09 | 2008-10-16 |  |  | Approved
R/2008/0699/F | 2008-07-25 | Newry, Mourne and Down | Single wind turbine | 15m Wind turbine for domestic use. | 38 Bannagh Road, Raholp, Downpatrick, Co Down, BT30 7JR. | 353907 | 347518 | Approved | 2008/09 | 2008-11-27 |  |  | Approved
P/2008/1011/F | 2008-07-29 | Newry, Mourne and Down | Single wind turbine | Erection of Wind Turbine, 15 metre high, for domestic use (5.57m rotor diameter). | 70 metres south-west of 18 Mountain Road, Lislea, Newry. | 300659 | 324431 | Approved | 2008/09 | 2008-10-13 |  |  | Approved
K/2008/0860/F | 2008-07-31 | Fermanagh and Omagh | Single wind turbine | Installation of a Sinus 5kw Wind turbine (15metres High) | 54 Crevenagh Road, Omagh. | 246611 | 371607 | Approved | 2008/09 | 2008-11-05 |  |  | Approved
P/2008/1025/F | 2008-08-01 | Newry, Mourne and Down | Single wind turbine | 15 metre 6kw wind turbine | 170 metres west of 49 Sandbank Road, Newry, | 322627 | 326772 | Refused | 2008/09 | 2008-12-04 |  |  | Refused
R/2008/0710/F | 2008-08-04 | Newry, Mourne and Down | Single wind turbine | 15M 6kw wind turbine | 200M NE of 35 Dunturk Road, Castlewellan BT31 9PF | 335619 | 344660 | Approved | 2008/09 | 2008-09-29 |  |  | Approved
Q/2008/0481/F | 2008-08-11 | Armagh, Banbridge and Craigavon | Single wind turbine | Erection of 12 metre wind turbine | North east of No. 50 Kilkinamurray road, Castlewellan | 321642 | 341986 | Approved | 2008/09 | 2008-10-23 |  |  | Approved
O/2008/0597/F | 2008-08-12 | Armagh, Banbridge and Craigavon | Single wind turbine | Erection of wind turbine to provide power for a domestic house, 10 kw turbine on 15metres mast. | 11 Ballyvalley Road, Loughgilly | 300447 | 337112 | Approved | 2008/09 | 2008-10-09 |  |  | Approved
L/2008/1113/F | 2008-08-15 | Strategic Planning Division | Wind farm | Erection and operation of 5 (3MW) wind turbines with hub height of 80 metres and a blade diameter of 90 metres (max height to top of blade tip of 125 metres), substation, meteorological monitoring mast, hardstandings and associated access tracks. | Land at Molly Mountain near Derrylin | 223788 | 327685 | Approved | 2012/13 | 2013-02-04 |  |  | Approved
D/2008/0390/F | 2008-08-19 | Causeway Coast and Glens | Single wind turbine | 18m domestic wind turbine | 80m North East of 18 Tamlaght Road, Rasharkin | 295624 | 411359 | Approved | 2008/09 | 2008-12-17 |  |  | Approved
K/2008/0911/F | 2008-08-19 | Fermanagh and Omagh | Single wind turbine | Proposed wind turbine for electricity generation, mounted on cable-stayed pole | Approx 60m East-North-East of 59 Drumlish Road, Dromore, Omagh | 235930 | 366357 | Approved | 2009/10 | 2009-11-06 |  |  | Approved
A/2008/0662/F | 2008-08-20 | Derry and Strabane | Single wind turbine | Micro turbine unit to be located within existing service yard adjacent to Tesco's existing bulk store | Tesco Service Yard, Lisnagelvin District Centre, Londonderry | 245116 | 416009 | Approved | 2008/09 | 2009-01-13 |  |  | Approved
D/2008/0392/F | 2008-08-21 | Causeway Coast and Glens | Single wind turbine | Cooling Heating Power (CHP) Micro-Turbine unit located within service yard | Tesco Stores, Castle Street, Ballymoney | 294717 | 425505 | Approved | 2008/09 | 2008-12-16 |  |  | Approved
M/2008/0994/F | 2008-08-21 | Mid Ulster | Single wind turbine | Micro-turbine unit to be located within existing service yard | Tesco Stores, Beechvalley Road, Dungannon, Co Tyrone BT71 7B | 279306 | 362121 | Withdrawn | 2008/09 | 2009-02-04 |  |  | Withdrawn
B/2008/0340/F | 2008-08-22 | Causeway Coast and Glens | Single wind turbine | Proposed application for energy producing CHP Micro Turbine to the rear of Tesco stores and adjacent to the existing plant room | Tesco Store, Main Street, Limavady | 267259 | 423312 | Withdrawn | 2008/09 | 2009-02-25 |  |  | Withdrawn
C/2008/0670/F | 2008-08-22 | Causeway Coast and Glens | Single wind turbine | Full application for the erection of CHP Micro Turbine Unit to the rear of Tesco Stores, adjacent to the existing plant area | Tesco Stores, Coleraine Road, Portstewart | 282336 | 436445 | Approved | 2008/09 | 2008-12-11 |  |  | Approved
N/2008/0593/F | 2008-08-22 | Armagh, Banbridge and Craigavon | Single wind turbine | Erection of CHP Micro Turbine Unit to the rear of existing store, adjacent to existing sprinkler tank and sprinkler pumphouse | Tesco Stores, 45 Millennium Way, Lurgan | 308107 | 358278 | Approved | 2008/09 | 2008-12-19 |  |  | Approved
T/2008/0569/F | 2008-08-22 | Antrim and Newtownabbey | Single wind turbine | Proposed energy producing cooling and heating powered system micro turbine unit located to the east elevation of the existing Tesco Store | Tesco Stores, 28 Castleway, Antrim | 315179 | 386727 | Approved | 2008/09 | 2008-12-03 |  |  | Approved
Z/2008/1836/F | 2008-08-22 | Belfast | Single wind turbine | Energy producing CHP micro turbine (measuring 3.5m x 6.3m) to be located on the roof of the existing Tesco store. | Tesco Metro, 2 Royal Avenue, Belfast, BT01 1DA | 333746 | 374341 | Withdrawn | 2008/09 | 2008-12-05 |  |  | Withdrawn
H/2008/0529/F | 2008-09-02 | Mid Ulster | Single wind turbine | Erection of 225Kw Wind Turbine with tower height of 30m - to Serve St. Patricks Church, Primary School, Pastoral Centre and 2no. Parocial houses. | Approx 100m North East of St. Patricks Church, Glen, Maghera. | 282944 | 400698 | Approved | 2009/10 | 2009-06-12 |  |  | Approved
T/2008/0582/F | 2008-09-02 | Antrim and Newtownabbey | Single wind turbine | Proposed erection of a 5.8 KW wind turbine on a single freestanding 15m high mast including 2x2m approx concrete base and associated works. | Craigstown Road, Randalstown (Opposite junction of Magherabeg Road) | 311189 | 392226 | Approved | 2008/09 | 2008-12-08 |  |  | Approved
D/2008/0404/F | 2008-09-04 | Strategic Planning Division | Single wind turbine | Erection of wind turbine, not exceeding 100m or 2.5MW, with associated hard standing. Substation with 1.2m roof mounted antennae together with hard standing and 2.4m high galvanised steel security fencing around perimeter. Together with temporary met mast | 583m North of 42 Reservoir Road, Corkey | 310016 | 423210 | Withdrawn | 2009/10 | 2010-03-08 |  |  | Withdrawn
G/2008/0687/F | 2008-09-10 | Mid and East Antrim | Single wind turbine | A single wind turbine (with a maximum tower height of 56m, blade diameter of 58m and overall height to tip of 85m) associated transformers, electrical cabling and ancillary switchgear. | Craigs quarry, 32 Glenhead Road, Glenwhirry. | 325436 | 399690 | Approved | 2010/11 | 2010-06-09 |  |  | Approved
O/2008/0662/F | 2008-09-11 | Armagh, Banbridge and Craigavon | Single wind turbine | Proposed new 15kw wind turbine with 15m mast. | 150m nw of no7 Rathconvil Road, Poyntzpass | 302164 | 338460 | Approved | 2008/09 | 2008-12-08 |  |  | Approved
Q/2008/0528/F | 2008-09-11 | Armagh, Banbridge and Craigavon | Single wind turbine | Erection of 15m 6kw wind turbine for domestic use | 100m NW of 54 Drumaghadone Road, Banbridge | 320382 | 349770 | Approved | 2008/09 | 2008-11-21 |  |  | Approved
H/2008/0550/F | 2008-09-12 | Mid Ulster | Single wind turbine | 20 KW 15 Mt Tower Wind Turbine. | 35m South 35 Crew Road, Maghera | 287071 | 401297 | Approved | 2008/09 | 2008-12-16 |  |  | Approved
Q/2008/0533/F | 2008-09-16 | Newry, Mourne and Down | Single wind turbine | Erection of 15m 6kw wind turbine for domestic use | 50m SW of 10 Dolmen Road, Castlewellan | 329967 | 342973 | Approved | 2008/09 | 2008-11-21 |  |  | Approved
O/2008/0691/F | 2008-09-29 | Armagh, Banbridge and Craigavon | Single wind turbine | Erection of 5kw turbine on a 15m mast. 2.5 windyboy inventors | 25, Cloghoge Road, Tandragee, Co. Armagh. 105 m NW of 25 | 302752 | 342864 | Approved | 2008/09 | 2008-12-08 |  |  | Approved
H/2008/0601/F | 2008-10-10 | Mid Ulster | Single wind turbine | Proposed wind turbine. (Output of 225k/w and 31 metres to the hub) | Slaughtneil GAC grounds, Halfgayne Road, Maghera. | 283356 | 404685 | Approved | 2011/12 | 2011-09-16 |  |  | Approved
A/2008/0807/F | 2008-10-13 | Derry and Strabane | Single wind turbine | Erection of 2.5 kw wind generator on 6.5m mast | 53 Woodside Road, Newbuildings, Londonderry | 241775 | 413257 | Approved | 2009/10 | 2009-08-25 |  |  | Approved
I/2008/0684/F | 2008-10-13 | Strategic Planning Division | Wind farm | Wind farm consisting of 2 wind turbines of up to 1.3 megawatt power output (2.6 MW total) each with a maximum overall base to blade tip height of 81 metres; Ancillary developments will comprise a single meteorlogical mast of up to 50 metres in height, tu | Beltonanean Mountain, Beltonaean TD, Co Tyrone. | 271548 | 382510 | Refused | 2009/10 | 2010-02-08 |  |  | Refused
L/2008/1349/F | 2008-10-13 | Fermanagh and Omagh | Wind farm | Erect 2 No Wind Turbines | Toneel North, Boho, Enniskillen | 211616 | 346411 | Approved | 2009/10 | 2009-06-04 |  |  | Approved
K/2008/1053/F | 2008-10-15 | Fermanagh and Omagh | Single wind turbine | Proposed 10kw wind turbine to provide electricity for existing domestic dwelling. | 128 Moneygar Road, Trillick, Co Tyrone. | 238059 | 355326 | Approved | 2008/09 | 2009-02-11 |  |  | Approved
A/2008/0816/F | 2008-10-16 | Derry and Strabane | Single wind turbine | Erection of 'Vestas V27' wind turbine to provide green energy | 150 metres south of 103 Foreglen Road, Claudy, Co. Londonderry | 254962 | 408387 | Approved | 2008/09 | 2009-03-31 |  |  | Approved
C/2008/0831/F | 2008-10-22 | Causeway Coast and Glens | Single wind turbine | Proposed wind turbine | East of no. 5 Bridge Street Kilrea | 292735 | 412453 | Refused | 2009/10 | 2009-08-27 |  |  | Refused
D/2008/0482/F | 2008-10-22 | Causeway Coast and Glens | Single wind turbine | Proposed 14m High Wind Turbine. | Approx 20m east of 299 Gortgole Road, Rasharkin | 296733 | 409809 | Approved | 2008/09 | 2009-02-03 |  |  | Approved
H/2008/0631/F | 2008-10-23 | Mid Ulster | Single wind turbine | Erection of new 15m High Wind Turbine at approx. 50m North of school building on school grounds at rear. | Knockloughrim Primary School, 337, Hillhead Road, Knockloughrin, Magherafelt. | 289558 | 397016 | Approved | 2009/10 | 2009-05-07 |  |  | Approved
X/2008/0968/F | 2008-10-23 | Ards and North Down | Single wind turbine | Iskra wind turbine for domestic use, installed on a 12m monopole tower. | 233 Donaghadee Road, Newtownards | 351215 | 376270 | Approved | 2008/09 | 2009-01-15 |  |  | Approved
U/2008/0611/F | 2008-11-03 | Antrim and Newtownabbey | Single wind turbine | Erection of 15m high wind turbine adjacent to existing dwelling. | 40A Carnanee Road, Templepatrick, Newtownabbey, BT39 OBZ | 326951 | 385839 | Approved | 2008/09 | 2009-01-13 |  |  | Approved
H/2008/0660/F | 2008-11-11 | Mid Ulster | Single wind turbine | Proposed 22.5m high wind turbine. | 125m North West of no.73 Lisnamuck Road, Maghera | 280397 | 400204 | Refused | 2009/10 | 2010-03-15 |  |  | Refused
R/2009/0025/F | 2008-11-12 | Newry, Mourne and Down | Single wind turbine | Installation of 5kw wind turbine on 12m high free standing steel mast. | 75 Lisburn Road, Saintfield, Ballynahinch, Co Down, BT24 7BP. (Amended Address). | 339167 | 359877 | Approved | 2009/10 | 2009-04-30 |  |  | Approved
Q/2008/0612/F | 2008-11-13 | Armagh, Banbridge and Craigavon | Single wind turbine | Installation of 10kw wind turbine on 12m free standing steel mast. | 25, Banbridge Road, Rathfriland | 320008 | 335198 | Approved | 2008/09 | 2009-03-20 |  |  | Approved
S/2008/1149/F | 2008-11-14 | Lisburn and Castlereagh | Single wind turbine | Proposed erection of VESTAS V39 - 500Hz wind turbine at lands to west of 60 Tullynewbank Road, Crumlin | 60 Tullynewbank Road, Crumlin | 318461 | 372457 | Refused | 2009/10 | 2009-06-15 |  |  | Refused
V/2008/0287/F | 2008-11-18 | Mid and East Antrim | Single wind turbine | Erection of 5kw Wind Turbine on 15m Mast. | Ulidia Intergrated College, 112 Victoria Road, Carrickfergus. | 341899 | 389232 | Approved | 2008/09 | 2009-01-22 |  |  | Approved
T/2008/0728/F | 2008-11-21 | Antrim and Newtownabbey | Single wind turbine | Installation of a wind turbine at a residential address only, 15m high. | 30m North West of west corner of dwelling at 21 Gallagh Road, Toomebridge. | 300778 | 388986 | Approved | 2008/09 | 2009-01-27 |  |  | Approved
R/2008/0999/F | 2008-11-25 | Newry, Mourne and Down | Single wind turbine | Erection of a Nordtank 150KW" wind turbine height 24M. Other technical data on the enclosed document | 40M South East of 34 Broomhill Road, Spa, Ballynahinch BT24 8QD | 337397 | 348257 | Refused | 2009/10 | 2009-12-31 |  |  | Refused
P/2008/1482/F | 2008-11-26 | Newry, Mourne and Down | Single wind turbine | Erection of 330kW Wind Turbine (49.92m hub height, 33.4m rotor diameter). | 320m from Carrickasticken Road and 300m from 103 Carrickasticken Road, Forkhill. | 302112 | 313544 | Refused | 2009/10 | 2009-06-17 |  |  | Refused
Q/2008/0635/F | 2008-11-26 | Armagh, Banbridge and Craigavon | Single wind turbine | Erection of a 24m 130KW wind turbine | 140m south of 11 Caughey's Road Dromore | 322137 | 352774 | Approved | 2009/10 | 2009-04-22 |  |  | Approved
R/2008/1034/F | 2008-12-04 | Newry, Mourne and Down | Single wind turbine | 150kw turbine on a 30m tower. | 350m SE of 20 Grove Road, Ballynahinch, BT24 8BR. | 335768 | 351338 | Refused | 2009/10 | 2009-10-05 |  |  | Refused
R/2008/1035/F | 2008-12-04 | Newry, Mourne and Down | Single wind turbine | Erection of a Nordtank 150kw" wind turbine height 24m. | 22m South of 41 Broomhill Road, Spa, Ballynahinch, BT24 8QD. | 337299 | 348017 | Withdrawn | 2010/11 | 2010-04-22 |  |  | Withdrawn
X/2008/1075/F | 2008-12-04 | Ards and North Down | Single wind turbine | 30m 150kw wind turbine. (amended plan) | 150m West of 28 Holywood Road, Newtownards, BT23 4TQ. | 344834 | 375658 | Approved | 2009/10 | 2009-07-17 |  |  | Approved
K/2008/1153/F | 2008-12-05 | Strategic Planning Division | Wind farm | A wind farm comprising of 3 wind turbines up to a maximum 99.5m tip height (comprising a configuration of up to 64m for towers and up to 35.5m for blades.) The development will also comprise associated transformers, site access tracks, gates, site contro | Crockbaravally Wind Farm, Whitebridge Road, Sixmilecross, Co. Tyrone, BT79 9EH | 262248 | 363428 | Approved | 2011/12 | 2012-03-05 |  |  | Approved
Z/2008/2427/F | 2008-12-08 | Belfast | Single wind turbine | Installation of 39m high wind turbine. | Lands at Eastern-most corner of the upper playing field at St. Mary's CBG School, 147a Glen Road, Belfast BT11 8NR | 329350 | 372246 | Approved | 2009/10 | 2009-11-25 |  |  | Approved
C/2008/0940/F | 2008-12-09 | Causeway Coast and Glens | Single wind turbine | Proposed installation of 34m high wind turbine | Site 120m west of 43 Grove Road, Garvagh, Coleraine | 286488 | 412529 | Approved | 2009/10 | 2009-06-10 |  |  | Approved
L/2008/1536/F | 2008-12-10 | Fermanagh and Omagh | Single wind turbine | Erection of a Nordtank 150 Kw" wind turbine height 24M. Other technical data on the enclosed document. | 150m South East of Ballyreagh Orange Hall, Bigh Coa, Ballinamallard, Co. Fermanagh BT94 2AS | 231838 | 346746 | Refused | 2009/10 | 2009-09-21 |  |  | Refused
L/2008/1537/F | 2008-12-10 | Fermanagh and Omagh | Single wind turbine | Erection of a Nordtank 150Kw" wind turbine height 24m. Other technical data on the enclosed document | 150M North of 39 Derryallen Road, Bigh Coa, Ballinamallard, Co. Fermanagh | 230425 | 352597 | Refused | 2009/10 | 2009-09-21 |  |  | Refused
K/2008/1172/F | 2008-12-12 | Fermanagh and Omagh | Single wind turbine | Erection of a Nordtank 150kw" wind turbine height 24m. Other technical data on the enclosed document | 300M South East of 36 Derryallen Road, Trillick, Omagh BT78 3RZ | 230766 | 352214 | Refused | 2009/10 | 2009-07-21 |  |  | Refused
M/2008/1327/F | 2008-12-15 | Strategic Planning Division | Wind farm | Amendment to proposal for 2 wind turbines consisting of a reduction in height from 99.5m to 91m (60m hub and 31m blades). Development will also include an amended substation, site entrance, equipment kiosk, associated transformers, site access tracks, ga | Land approximately 550m north west of 23 Tannaghlane Road, Caledon, County Tyrone, BT68 4XU. | 274536 | 348306 | Approved | 2010/11 | 2010-12-09 |  |  | Approved
E/2008/0383/F | 2008-12-19 | Causeway Coast and Glens | Single wind turbine | 15kw wind turbine on a 20m tower | 80m SW of 5 Drummaroan Road, Ballycastle | 313989 | 441392 | Approved | 2009/10 | 2009-05-05 |  |  | Approved
R/2008/1080/F | 2008-12-22 | Newry, Mourne and Down | Single wind turbine | Wind turbine for domestic use, installed on a 12M monopole tower | The Hill, 32 Jericho Road, Killyleagh, Downpatrick BT30 9TF | 349314 | 353636 | Approved | 2008/09 | 2009-03-25 |  |  | Approved
S/2008/1241/F | 2008-12-22 | Lisburn and Castlereagh | Single wind turbine | Wind turbine (15M Tower) | " Bells Hill ", 39 Ballylintagh Road, Hillsborough, Co Down BT26 6QQ | 328701 | 355954 | Approved | 2009/10 | 2009-09-09 |  |  | Approved
M/2009/0007/F | 2008-12-31 | Armagh, Banbridge and Craigavon | Single wind turbine | Erection of commercial wind turbine (50 metres high to hub) | 98 Clonmore Road Dungannon | 287826 | 359226 | Approved | 2009/10 | 2009-08-14 |  |  | Approved
Q/2009/0002/F | 2008-12-31 | Armagh, Banbridge and Craigavon | Single wind turbine | Proposed erection of 10kw wind turbine on 24 metre mast | 145 Ballymoney Road,Banbridge | 315368 | 348796 | Refused | 2009/10 | 2009-09-08 |  |  | Refused
X/2009/0018/F | 2009-01-09 | Ards and North Down | Single wind turbine | Wind turbine for domestic use installed on a 15m monopole tower. | 31 Ballygelagh Road, Ardkeen, Newtownards, BT22 1JG. | 362686 | 357864 | Approved | 2009/10 | 2009-05-14 |  |  | Approved
R/2009/0039/F | 2009-01-14 | Newry, Mourne and Down | Single wind turbine | Erection of a Nordtank 150KW" wind turbine height 24M. | 100m North of 15 Dromara Road Ballykine Upper Ballynahinch Co Down BT24 8JL. | 334716 | 351893 | Withdrawn | 2010/11 | 2010-04-22 |  |  | Withdrawn
R/2009/0041/F | 2009-01-14 | Newry, Mourne and Down | Single wind turbine | Erection of a Nordtank 150KW" wind turbine height 24m. | 200m North East of 15 Dromara Road, Ballykine Upper, Ballynahinch, Co Down, BT24 8JL. | 334900 | 351895 | Withdrawn | 2010/11 | 2010-04-22 |  |  | Withdrawn
M/2009/0044/F | 2009-01-15 | Mid Ulster | Single wind turbine | Erection of 1 no wind turbine 33m high with associated siteworks (domestic use) | 310m SE of 18 Dromore Road, Caledon | 272615 | 347948 | Withdrawn | 2009/10 | 2009-09-21 |  |  | Withdrawn
F/2009/0009/F | 2009-01-16 | Mid and East Antrim | Single wind turbine | Erection of a Bonus 150KW" wind turbine height 30m. | 83m East of 209 Middle Road, Islandmagee, Larne | 347848 | 396606 | Withdrawn | 2009/10 | 2010-01-19 |  |  | Withdrawn
F/2009/0010/F | 2009-01-16 | Mid and East Antrim | Single wind turbine | Erection of a Bonus 150KW" wind turbine height 30m. | 28m East of 275 Middle Road, Islandmagee, Larne. | 347772 | 397555 | Approved | 2009/10 | 2010-02-22 |  |  | Approved
F/2009/0015/F | 2009-01-22 | Mid and East Antrim | Wind farm | Installation of 2 wind turbines at a Golf Club. Turbines will be 15m high | Turbine 1 - 255m North of North corner of pro-shop building and turbine 2 - 30m North West of turbine 1 at Whitehead Golf Club, Mc Crae's Brae, Whitehead | 347607 | 393607 | Approved | 2008/09 | 2009-03-19 |  |  | Approved
K/2009/0081/F | 2009-02-03 | Strategic Planning Division | Wind farm | A wind farm comprising of nine (9) wind turbines up to a maximum 99.5m tip height (comprising a configuration of up to 64m towers and up to 35.5m for blades). The development will also comprise associated transformers, site access tracks, gates, two contr | Land approximately 1800m North East of 26 Cornavarrow Road, Dooish, Drumquin, Omagh, County Tyrone, BT78 4RN. | 235425 | 370577 | Approved | 2009/10 | 2009-12-03 |  |  | Approved
H/2009/0075/F | 2009-02-09 | Mid Ulster | Wind farm | Erection of three 1.3MW wind turbines and associated electrical infrastructure. - | Creagh Concrete Products Ltd, Brackagh Quarry, 29 Disert Road, Draperstown, Magherafelt | 275535 | 390026 | Approved | 2010/11 | 2010-06-28 |  |  | Approved
S/2009/0142/F | 2009-02-16 | Lisburn and Castlereagh | Single wind turbine | Erection of wind turbine for production of domestic electricty. | 60m west of 17 Ballynacoy Road Stoneyford Lisburn BT28 3XW. | 319812 | 371632 | Approved | 2009/10 | 2009-10-07 |  |  | Approved
R/2009/0136/F | 2009-02-17 | Newry, Mourne and Down | Single wind turbine | Proposed site for wind turbine (15m Mast))mast to be Proven WT6000 6K turbine with TM1500 mast). | Approx 210m East of 59 Rossglass Road South Killough Downpatrick BT30 7RA. | 351586 | 335808 | Approved | 2009/10 | 2009-06-25 |  |  | Approved
B/2009/0070/F | 2009-02-18 | Strategic Planning Division | Wind farm | Proposal to construct a wind farm to include 7 no. wind turbines with the maximum tip height of 120.5m (hub height 85m and blade diameter of 71m) and ancillary infrastructure including external transformers and associated hardstandings and underground cab | Land located at Smulgedon Hill, south of Legavallon Road, approx. 9km to the north-east of Dungiven, and 8km west of Garvagh, Co Londonderry. | 275959 | 414831 | Approved | 2012/13 | 2012-10-02 |  |  | Approved
D/2009/0056/F | 2009-02-18 | Causeway Coast and Glens | Single wind turbine | Single wind turbine, associated transformer, improvement of existing farm access and temporary site compound. | Land to the west of 109b Bridge Road, Dunloy | 301599 | 416999 | Approved | 2010/11 | 2010-04-13 |  |  | Approved
A/2009/0119/F | 2009-02-20 | Derry and Strabane | Single wind turbine | Installation of an 80KW wind turbine on a 24.8 metre high mast with a rotor diameter of 18 metres | Oakgrove Integrated College, Stradreagh, Gransha Park, Londonderry | 246193 | 419814 | Approved | 2011/12 | 2011-10-13 |  |  | Approved
C/2009/0088/F | 2009-02-20 | Causeway Coast and Glens | Single wind turbine | Installation of 20KW wind turbine on 18m high free standing steel mast | 7 Belraugh Road, Garvagh | 279919 | 421187 | Approved | 2009/10 | 2009-04-17 |  |  | Approved
P/2009/0204/F | 2009-02-23 | Newry, Mourne and Down | Single wind turbine | Erection of a 130 kw Wind Turbine (hub height 24m & rotor diameter 21m). | 146m south west of 15 Carewamean Road, Killeavy, Newry. | 304441 | 313743 | Refused | 2010/11 | 2010-04-28 |  |  | Refused
P/2009/0205/F | 2009-02-23 | Newry, Mourne and Down | Single wind turbine | Erection of 130 kw Wind Turbine (hub height 24m & rotor diameter 21m). | 190m south west of 15 Carewamean Road, Killeavy, Newry. | 304388 | 313755 | Refused | 2010/11 | 2010-04-28 |  |  | Refused
R/2009/0151/F | 2009-02-23 | Newry, Mourne and Down | Single wind turbine | 130-150 kw Wind Turbine on a 25m tower (additional information & amended P1's & amended plan) | 230m SSW of 116 Saintfield Road, Crossgar, BT30 9HZ. | 343266 | 354459 | Withdrawn | 2009/10 | 2009-08-19 |  |  | Withdrawn
L/2009/0179/F | 2009-02-25 | Fermanagh and Omagh | Single wind turbine | Erection of 6kw wind turbine on 15m mast to generate electricity for applicants own dwelling | Approximately 170 metres South West of Russell View House, Derryglancy, Derrylin | 230529 | 322426 | Refused | 2009/10 | 2009-09-25 |  |  | Refused
R/2009/0163/F | 2009-02-25 | Newry, Mourne and Down | Single wind turbine | 150kw wind turbine on a 24m tower to replace one 15 metre wind turbine. | 80m east of 42 Carnreagh Road Castlewellan BT31 9NY. | 336156 | 343746 | Approved | 2009/10 | 2009-06-29 |  |  | Approved
G/2009/0137/F | 2009-02-27 | Mid and East Antrim | Single wind turbine | Erection of 2250 KW A80 Wind Turbine for Testing and Assessment Purposes together with access Laneway. | 335m Northeast of 196 Lisnahunshin Road, Portglenone. (amended address) | 299922 | 408486 | Refused | 2011/12 | 2011-10-12 |  |  | Refused
R/2009/0182/F | 2009-03-02 | Newry, Mourne and Down | Single wind turbine | Upgrade to a 150kw turbine on a 24m tower from a 15m domestic wind turbine. | 350m SW of 63 Dundrinne Road Castlewellan BT31 9ER. | 335477 | 334809 | Withdrawn | 2009/10 | 2009-07-22 |  |  | Withdrawn
K/2009/0182/F | 2009-03-04 | Strategic Planning Division | Single wind turbine | Extension to approved windfarm comprising one additional wind turbine (max. 125m height above finished ground level to blade tip, max. tower height 80m), access tracks, electrical cabling and ancillary works. | Crockagarran, Gleneeny Road, Carrickmore, Omagh, BT79 9HJ. | 263425 | 367745 | Approved | 2010/11 | 2010-12-08 |  |  | Approved
Q/2009/0115/F | 2009-03-10 | Armagh, Banbridge and Craigavon | Single wind turbine | Erection of wind turbine (hub height 24.5m) | 80 metres West of 31 Flush Road, Ballyroney | 325202 | 337286 | Refused | 2009/10 | 2009-09-08 |  |  | Refused
P/2009/0295/F | 2009-03-12 | Newry, Mourne and Down | Single wind turbine | Erection of wind turbine on 30 metre tower with 27 metre rotor diameter (225 kw) | 108 Skerriff Road, Cullyhanna, Newry | 289698 | 324588 | Refused | 2010/11 | 2010-09-20 |  |  | Refused
K/2009/0230/F | 2009-03-25 | Fermanagh and Omagh | Single wind turbine | Proposed wind turbine | Lands 80m North of 24 Skeboy Road, Loughmacrory, Omagh, Co Tyrone | 257989 | 375299 | Approved | 2009/10 | 2009-12-07 |  |  | Approved
K/2009/0243/F | 2009-04-01 | Strategic Planning Division | Wind farm | Windfarm consisting of 4 wind turbines of up to 2.3 megawatt power output (or 9.2 MW total) each with a maximum overall base to blade-tip height of 99 metres; ancillary developments will comprise turbine transformers; turbine hardstands; construction of n | Thornog, Meenadoan, Doochrock, Gortnasole Glebe & Coriaght East townlands, Drumquin, Co. Tyrone | 224285 | 370643 | Approved | 2012/13 | 2012-09-11 |  |  | Approved
Y/2009/0118/F | 2009-04-01 | Lisburn and Castlereagh | Single wind turbine | Erection of wind turbine installed on a 15m monopole tower to provide power to administration building | Belfast Health&Social Care Trust, Trust Headquarters, Roe Villa, Knockbracken Healthcare Park, Belfast, BT8 8BH | 335647 | 367788 | Approved | 2009/10 | 2009-08-05 |  |  | Approved
J/2009/0175/F | 2009-04-03 | Derry and Strabane | Single wind turbine | Installation of 10kw wind turbine on 12m high free standing steel mast | 231 Duncastle Road, Dunnamanagh, Strabane | 243756 | 404075 | Approved | 2009/10 | 2009-06-29 |  |  | Approved
J/2009/0176/F | 2009-04-03 | Derry and Strabane | Single wind turbine | Installation of 20kw wind turbine on 18m high free standing steel mast | 27 Art Road, Artigarvan, Strabane | 237981 | 400834 | Approved | 2009/10 | 2009-05-28 |  |  | Approved
M/2009/0311/F | 2009-04-09 | Mid Ulster | Wind farm | Proposed Erection of 2 Micro Wind Turbines and associated works | Tesco Dungannon, Beech Valley, Dungannon | 279325 | 362142 | Approved | 2009/10 | 2009-10-21 |  |  | Approved
B/2009/0146/F | 2009-04-15 | Causeway Coast and Glens | Single wind turbine | Erection of 1no. micro wind turbine and associated works | Tesco Limavady Roevalley, Main Street, Limavady | 267244 | 423321 | Approved | 2009/10 | 2009-06-17 |  |  | Approved
G/2009/0241/F | 2009-04-15 | Mid and East Antrim | Wind farm | Proposed erection of 2no micro wind turbines and associated works for a period of 15 years | Tesco, Larne Road, Ballymena | 311644 | 402328 | Approved | 2009/10 | 2009-07-09 |  |  | Approved
I/2009/0202/F | 2009-04-15 | Mid Ulster | Single wind turbine | Erection of 1 no micro wind turbine & associated works | Tesco Cookstown Broadfield, Orritor Road, Cookstown, Co Tyrone | 280609 | 378650 | Approved | 2009/10 | 2009-07-10 |  |  | Approved
V/2009/0079/F | 2009-04-15 | Mid and East Antrim | Single wind turbine | Erection of 1no micro wind turbine and associated works | Tesco Carrickfergus Castle, Minorca Place, Carrickfergus | 340949 | 387467 | Approved | 2009/10 | 2009-08-05 |  |  | Approved
Q/2009/0193/F | 2009-04-16 | Armagh, Banbridge and Craigavon | Single wind turbine | Erection of 10.6m high micro wind turbine and associated works for a period of 15 years | Tesco Banbridge, 25A Castlewellan Road, Banbridge | 312881 | 345676 | Approved | 2009/10 | 2009-09-28 |  |  | Approved
P/2009/0480/F | 2009-04-17 | Newry, Mourne and Down | Single wind turbine | Erection of 5kw - 15m high wind turbine | Lands adjacent to and approximatley 160m SE of Killowen Cottage 63 Killowen Road Killowen Rostrevor | 319839 | 315092 | Refused | 2010/11 | 2010-09-22 |  |  | Refused
K/2009/0294/F | 2009-04-21 | Fermanagh and Omagh | Single wind turbine | Erection of a Nordtank 150kw" wind turbine height 24m | 190m North West of 86 Rosnareen Road, Trillick, Omagh, BT78 3SH | 234602 | 354486 | Refused | 2009/10 | 2009-09-14 |  |  | Refused
R/2009/0334/F | 2009-04-22 | Newry, Mourne and Down | Single wind turbine | 150kw wind turbine on a 30m tower. | 290m south of 22 Drakes Bridge Road Crossgar Co Down BT30 9EW. | 345728 | 350573 | Withdrawn | 2009/10 | 2009-09-22 |  |  | Withdrawn
F/2009/0117/F | 2009-04-29 | Mid and East Antrim | Single wind turbine | Erection of a Bonus 150KW" wind turbine (height 24m) | 209m West of 219 Middle Road, Islandmagee, Larne | 347415 | 396869 | Approved | 2009/10 | 2010-02-12 |  |  | Approved
F/2009/0130/F | 2009-04-29 | Mid and East Antrim | Single wind turbine | Erection of Bonus 150kw wind turbine height 24m (full drawings received on 29th April 2009 now on file). | 205m North East of 45 Main Bentra Road, Whitehead | 345298 | 393000 | Withdrawn | 2009/10 | 2009-11-21 |  |  | Withdrawn
V/2009/0084/F | 2009-04-29 | Mid and East Antrim | Single wind turbine | Erection of a Bonus 150KW" wind turbine (height 24m) | 109m South of 57 Knockagh Road, Carrickfergus | 335739 | 386830 | Approved | 2010/11 | 2010-04-09 |  |  | Approved
V/2009/0085/F | 2009-04-29 | Mid and East Antrim | Single wind turbine | Erection of a Bonus 150KW" wind turbine (height 24m) | 184m North of 19 Main Bentra Road, Ballycarry | 345597 | 392091 | Withdrawn | 2009/10 | 2010-01-19 |  |  | Withdrawn
L/2009/0437/F | 2009-05-07 | Fermanagh and Omagh | Single wind turbine | Erection of 1no. Micro wind turbine and associated works | Tesco Enniskillen, Dublin Road, Enniskillen, Fermanagh, BT74 6H | 224164 | 343754 | Approved | 2009/10 | 2009-07-22 |  |  | Approved
Z/2009/0643/F | 2009-05-07 | Belfast | Single wind turbine | Erection of 1no. micro wind turbine and associated works, for a period of 15 years. | Tesco Stores, 2 Ballygomartin Road, Belfast BT13 3LD | 331324 | 375267 | Approved | 2009/10 | 2009-11-09 |  |  | Approved
D/2009/0142/F | 2009-05-08 | Strategic Planning Division | Wind farm | Wind Farm to include amended layout of four turbines with a maximum overall height of 110m (hub height not exceeding 70m, wind turbine blade diameter not exceeding 80m) with site tracks and other associated developments including an electrical substation | Land to the east and north east of No.122 Castlecat Road, Cloonty Townland, Derrykeighan, Ballymoney, Co Antrim, BT53 8AP (just off the B66 linking Bushmills and Dervock) | 296521 | 435505 | Approved | 2012/13 | 2013-03-29 |  |  | Approved
U/2009/0206/F | 2009-05-08 | Antrim and Newtownabbey | Single wind turbine | Wind turbine for domestic use installed on a 15m monopole tower.(amended plans) | 8 Lower Rashee Road, Ballyclare, BT39 9JL. | 327203 | 392868 | Approved | 2009/10 | 2009-12-11 |  |  | Approved
K/2009/0338/F | 2009-05-12 | Strategic Planning Division | Single wind turbine | Relocate one wind turbine (80m tower and 90m rotor diameter) within the site of Crockagarran Wind Farm and realign unsurfaced on-site access tracks to reflect the amended turbine location. | Crockagarran, Gleneeny Road, Carrickmore, Omagh, BT79 9HJ | 262822 | 368161 | Approved | 2009/10 | 2009-12-09 |  |  | Approved
A/2009/0373/F | 2009-05-13 | Derry and Strabane | Single wind turbine | Domestic wind turbine on a 15m tower | 40m west of 11 Crockmore Road, Claudy | 255540 | 401041 | Approved | 2009/10 | 2009-09-16 |  |  | Approved
R/2009/0398/F | 2009-05-13 | Newry, Mourne and Down | Single wind turbine | Domestic wind turbine on a 15m tower. | 90m north of 30 Comber Road Killyleagh Co Down BT30 9QZ. | 352858 | 353609 | Refused | 2009/10 | 2009-12-31 |  |  | Refused
C/2009/0325/F | 2009-05-20 | Causeway Coast and Glens | Single wind turbine | Proposed domestic wind turbine (15m high with 5.5m rotor diameter) and all associated site works | Site opposite 16 Temple Road Garvagh | 281771 | 414479 | Approved | 2009/10 | 2009-07-30 |  |  | Approved
P/2009/0634/F | 2009-05-21 | Newry, Mourne and Down | Single wind turbine | 15m 6kw wind turbine | 50m west of 49 Sandbank Road Newry BT35 5AU | 322686 | 326746 | Approved | 2009/10 | 2009-09-16 |  |  | Approved
J/2009/0260/F | 2009-05-22 | Derry and Strabane | Single wind turbine | Proposed erection of 225kv/w wind turbine to serve organic milk production processing plant and grid | 95m South West of 125 Strabane Rd Castlederg, Co Tyrone, BT81 7JD | 228594 | 384900 | Approved | 2009/10 | 2009-08-04 |  |  | Approved
U/2009/0250/F | 2009-06-02 | Antrim and Newtownabbey | Single wind turbine | Erection of a single wind turbine with a hub height of 64 metres and an overall height of 99.5 metres, underground cabling and ancillary works.(Tall Structure) | Lands at Brett Martin Ltd, 24 Roughfort Road, Mallusk, BT36 4RB. | 328070 | 383959 | Approved | 2009/10 | 2010-02-15 |  |  | Approved
G/2009/0355/F | 2009-06-03 | Strategic Planning Division | Single wind turbine | A single wind turbine with a tower height not exceeding 73m, rotor blade diameter not exceeding 54m (total turbine height not exceeding 100m), associated cabling and equipment cabin. | Clinty Quarry, 215 Doury Road, Ballymena | 310273 | 407178 | Approved | 2011/12 | 2011-04-13 |  |  | Approved
X/2009/0376/F | 2009-06-03 | Ards and North Down | Single wind turbine | Erection of vertical axis wind turbine, with 3 vertical blades of 2.5m each, o/a height 11.88m. Blades attached to generator hub supported by 10m steel pole | To rear of 12 Killynether Road Newtownards | 347042 | 373041 | Approved | 2009/10 | 2009-10-16 |  |  | Approved
L/2009/0567/F | 2009-06-05 | Fermanagh and Omagh | Single wind turbine | Erection of 15 metre high (mast height) 15kw wind turbine and all associated site works | Furnish, Clabby Road, Fivemiletown | 243022 | 349007 | Withdrawn | 2009/10 | 2010-01-18 |  |  | Withdrawn
O/2009/0341/F | 2009-06-15 | Armagh, Banbridge and Craigavon | Single wind turbine | Erection of a wind turbine (46.4m total in height) | 39 Metres east of north east corner building at 96 Mullavilly Road, Tandragee, Co Armagh | 301285 | 348516 | Withdrawn | 2010/11 | 2010-09-07 |  |  | Withdrawn
U/2009/0276/F | 2009-06-15 | Antrim and Newtownabbey | Single wind turbine | Wind turbine (23m high hub and 17m dia propeller) | 300m south-east of 7 Roughfort Road, Newtownabbey, BT36 4RE. | 328192 | 384145 | Approved | 2011/12 | 2011-06-28 |  |  | Approved
U/2009/0277/F | 2009-06-15 | Antrim and Newtownabbey | Single wind turbine | Wind Turbine (15m high hub and 9m dia propeller). | 100m West of 7 Roughfort Road, Newtownabbey. BT36 4RE. | 327884 | 384232 | Approved | 2009/10 | 2009-09-22 |  |  | Approved
D/2009/0195/F | 2009-06-17 | Causeway Coast and Glens | Single wind turbine | Wind Turbine Application | Site 240m South of 145 Bridge Road, Dunloy | 302597 | 415970 | Approved | 2009/10 | 2010-01-19 |  |  | Approved
R/2009/0536/F | 2009-06-19 | Newry, Mourne and Down | Single wind turbine | 2kw wind turbine on 12m guyed tower - 14m to hub anchor points 6m radius from base. | Mill Quarter, 7 Killard Road, Kilclief, Strangford, BT30 7PQ. | 359865 | 344416 | Refused | 2009/10 | 2010-02-25 |  |  | Refused
X/2009/0416/F | 2009-06-19 | Ards and North Down | Single wind turbine | Installation of evance R900 wind turbine on 15m monopole. | Portavo Estate, 176 Warren Road, Donaghadee, Co Down, BT21 0PJ. | 355936 | 382104 | Approved | 2009/10 | 2009-12-22 |  |  | Approved
Q/2009/0333/F | 2009-06-22 | Armagh, Banbridge and Craigavon | Single wind turbine | Erection of 5 kw wind turbine on 12m high free standing steel mast | Approx. 50-metres NE of 7 Glen Road, Ballyward, Castlewellan | 323622 | 343245 | Approved | 2009/10 | 2009-09-24 |  |  | Approved
Q/2009/0334/F | 2009-06-24 | Armagh, Banbridge and Craigavon | Single wind turbine | Erection of 10 kw wind turbine on 18m high mono pole | 150 metres SE of 220 Newry Road, Banbridge | 311194 | 343267 | Refused | 2010/11 | 2010-08-18 |  |  | Refused
T/2009/0322/F | 2009-06-24 | Antrim and Newtownabbey | Single wind turbine | Proposed two storey dwelling and wind turbine on farm. | 70m North East of no.10 Tamnaghmore Road, Toomebridge | 301981 | 391333 | Approved | 2011/12 | 2011-11-04 |  |  | Approved
Y/2009/0240/F | 2009-06-26 | Lisburn and Castlereagh | Single wind turbine | Installation of a 15m wind turbine at a residential address. | 56m NNW (along hedgeline) from the SE most corner of the East field at 9 Ballyknockan Road, Saintfield. BT24 7HQ. | 339254 | 362132 | Approved | 2009/10 | 2009-09-04 |  |  | Approved
O/2009/0383/F | 2009-07-01 | Armagh, Banbridge and Craigavon | Single wind turbine | Installation of evance R900 wind turbine on 15m monopole | 56 Aghory Road, Portadown | 297727 | 347191 | Approved | 2009/10 | 2009-12-14 |  |  | Approved
R/2009/0577/F | 2009-07-01 | Newry, Mourne and Down | Single wind turbine | Upgrade to 150kw turbine on a 30m tower. | 350m SW of 63 Dundrinne Road Castlewellan Co Down BT31 9EX. | 335409 | 334839 | Withdrawn | 2009/10 | 2010-02-02 |  |  | Withdrawn
O/2009/0398/F | 2009-07-08 | Armagh, Banbridge and Craigavon | Single wind turbine | Retention of existing operational wind turbine | 202 metres south east of no 16 Rockstown Road, Cladybeg | 294095 | 333828 | Approved | 2009/10 | 2010-03-08 |  |  | Approved
H/2009/0420/F | 2009-07-15 | Mid Ulster | Single wind turbine | Proposed wind turbine (height to blade tip 105m and ancillary works including hardstanding, transformer, access works, communications antennae, underground electrical cables and communication lines and the installation of a met mast (max height 65m) | 2 Lisnamuck Road, Tobermore | 282574 | 397219 | Approved | 2010/11 | 2010-11-11 |  |  | Approved
J/2009/0340/F | 2009-07-15 | Derry and Strabane | Single wind turbine | -Proposed Erection of Wind Turbine to serve Existing Concrete Works together with Control Building and Associated Works (Amended Description) | 260 M South West of 76 Strabane Road, Newtownstewart, Strabane. | 237091 | 387218 | Approved | 2010/11 | 2011-03-03 |  |  | Approved
E/2009/0251/F | 2009-07-24 | Causeway Coast and Glens | Single wind turbine | Development relates to the installation of a wind turbine at a Gaelic Athletic Club. Turbine will be 15m high | Approx 88m SW of entrance to clubhouse (in SW most corner of carpark) at McQuillan GAC 14-18 Whitepark Road Ballycastle | 310014 | 440880 | Approved | 2009/10 | 2009-11-30 |  |  | Approved
G/2009/0466/F | 2009-07-24 | Mid and East Antrim | Single wind turbine | Erection of 20kw domestic wind turbine | Site 140m North West of no.60 Collin Road, Tildarg, Ballyclare | 324621 | 396534 | Approved | 2009/10 | 2010-03-09 |  |  | Approved
G/2009/0470/F | 2009-07-24 | Mid and East Antrim | Wind farm | A wind energy development comprising of the erection of 2no wind turbines with a max tip height 120m, together with a new internal access track to be provided off Woodside Road and temporary construction compound on agricultural land directly behind Miche | Lands to the rear of the Michelin Tyre Factory, Raceview Road, Broughshane and to the east of Woodside Road, Broughshane | 313456 | 404745 | Approved | 2010/11 | 2010-04-14 |  |  | Approved
P/2009/0923/F | 2009-07-27 | Newry, Mourne and Down | Single wind turbine | A single 13.25m high vertical wind energy turbine with 3 blades of 2.5m length with a hub diameter of 2.5m on a 0.66m x 0.66m concrete base | 49 Cloughinney Road, Forkhill | 301537 | 317642 | Approved | 2009/10 | 2009-09-15 |  |  | Approved
H/2009/0441/F | 2009-07-29 | Mid Ulster | Single wind turbine | Proposed 50kw Wind turbine with 21m tower height | Rear of 31 Point Road, Ballyronan, Ballymaguigan | 295615 | 387327 | Refused | 2010/11 | 2010-11-22 |  |  | Refused
H/2009/0448/F | 2009-07-29 | Mid Ulster | Single wind turbine | Proposed 90kw Wind turbine with 21m Tower Height | Traad Ponds Golf Club, Shore Road, Ballyronan | 294983 | 387271 | Refused | 2010/11 | 2010-11-22 |  |  | Refused
G/2009/0525/F | 2009-07-31 | Mid and East Antrim | Single wind turbine | 500kw wind turbine | 330m North of Dromona House, Dromona Road, Cullybackey | 305445 | 408838 | Refused | 2011/12 | 2011-10-10 |  |  | Refused
Q/2009/0427/F | 2009-07-31 | Armagh, Banbridge and Craigavon | Single wind turbine | Installation of a wind turbine at a domestic house only. Turbine to have a 15m high mast. | Approx 45m north west of east most part of dwelling at Hillhead Road, Katesbridge. | 320976 | 341517 | Approved | 2009/10 | 2009-09-08 |  |  | Approved
D/2009/0271/F | 2009-08-03 | Causeway Coast and Glens | Single wind turbine | Proposed erection of 1 No micro wind turbine and associated works for a period of 15 years | Tesco, Castle Street, Ballymoney | 294727 | 425504 | Approved | 2009/10 | 2009-11-02 |  |  | Approved
T/2009/0424/F | 2009-08-03 | Antrim and Newtownabbey | Wind farm | Proposed erection of 2no micro wind turbines and associated works for a period of 15 years | Tesco, 28 Castle Way, Antrim | 315155 | 386808 | Approved | 2009/10 | 2009-10-27 |  |  | Approved
K/2009/0619/F | 2009-08-07 | Fermanagh and Omagh | Single wind turbine | Erection of 150kw wind turbine to offset carbon footprint of electricity in local public house. | 500m NNE of 44 Fingrean Rd, Loughmacrory Omagh, Co Tyrone, BT79 9LR | 256289 | 376719 | Withdrawn | 2009/10 | 2009-11-09 |  |  | Withdrawn
G/2009/0537/F | 2009-08-11 | Mid and East Antrim | Single wind turbine | Installation of a wind turbine (15m tall) | Approx 22m South South West from entrance (east of carpark) off Cullybackey Road, to Fourtowns Primary School, 59 Cullybackey Road, Ahoghill, Ballymena | 304968 | 401882 | Refused | 2009/10 | 2009-11-11 |  |  | Refused
H/2009/0501/F | 2009-08-12 | Mid Ulster | Single wind turbine | Erection of 225kw wind turbine with tower height of 30m | Approx 750m North West of Drumard Road/Cullion Road Junction, Straw Mountain, Draperstown | 278581 | 388593 | Approved | 2009/10 | 2010-01-21 |  |  | Approved
I/2009/0448/F | 2009-08-12 | Mid Ulster | Single wind turbine | Installation of wind turbine (15m high) | Approx 20m South East of corner of dwelling at 45 Letteran Road, Magherafelt | 280902 | 385821 | Approved | 2009/10 | 2009-12-16 |  |  | Approved
K/2009/0628/F | 2009-08-12 | Fermanagh and Omagh | Single wind turbine | Proposed domestic 9m high wind turbine -5KW with galvanised finish | 70m North West of 69 Tullyrush Road, Omagh | 248581 | 365988 | Approved | 2009/10 | 2010-03-05 |  |  | Approved
T/2009/0442/F | 2009-08-12 | Antrim and Newtownabbey | Single wind turbine | Installation of a wind turbine (15m high) | In field approx 80m North East of corner of dwelling at 4 Ballymather Road, Nutts Corner, Crumlin | 322925 | 379947 | Approved | 2009/10 | 2009-10-27 |  |  | Approved
O/2009/0575/F | 2009-08-13 | Armagh, Banbridge and Craigavon | Single wind turbine | Installation of a 15 m wind turbine | Approx 8m south of Eastmost Outhouse at 219A Battleford Road, Dungannon, BT71 7NN | 279827 | 350285 | Approved | 2009/10 | 2009-12-17 |  |  | Approved
X/2009/0590/F | 2009-08-21 | Ards and North Down | Single wind turbine | Installation of a wind turbine at a domestic house only. Turbine will be 15m high. | Approx 167m NE from Main Road, in Northmost corner of field to the rear and right of the dwelling at 195 Main Road Portavogie Co Down BT22 1DE. | 363844 | 362617 | Approved | 2009/10 | 2009-12-22 |  |  | Approved
R/2009/0736/F | 2009-08-24 | Newry, Mourne and Down | Single wind turbine | 15m Domestic Wind Turbine. | 190m North of 101 Tannaghmore Road, Ballynahinch, BT24 8NU. | 338409 | 344354 | Approved | 2009/10 | 2010-01-04 |  |  | Approved
G/2009/0565/F | 2009-08-25 | Mid and East Antrim | Single wind turbine | Proposed 15m Wind Turbine | 75m East of 35 Eglish Road,Rathkenny. | 312128 | 410070 | Approved | 2009/10 | 2010-02-12 |  |  | Approved
R/2009/0743/F | 2009-08-25 | Newry, Mourne and Down | Single wind turbine | Wind turbine on a 25m tower. | 200m SE of 25 Corrigs Road, Newcastle, BT33 0JZ. | 337830 | 333761 | Approved | 2009/10 | 2010-02-25 |  |  | Approved
K/2009/0655/F | 2009-08-27 | Fermanagh and Omagh | Single wind turbine | Erection of a 150kW wind turbine on 24m monopole tower to offset the cost and carbon footprint of imported fossil fuel derived electricity in local VIVO supermarket. The turbine will replace imported electricity with locally derived renewable energy sourc | 400m ESE of Junction of Shane Rd/Whitebridge Rd, Sixmilecross. | 262117 | 364388 | Withdrawn | 2009/10 | 2010-03-10 |  |  | Withdrawn
H/2009/0525/F | 2009-08-28 | Mid Ulster | Single wind turbine | Installation of 5kw evance R9000 Wind Turbine on 15m monopole | New build adjacent to 43 Carraloan Road, Magherafelt | 292232 | 388075 | Approved | 2009/10 | 2009-12-30 |  |  | Approved
H/2009/0528/F | 2009-09-01 | Mid Ulster | Single wind turbine | Proposed wind turbine - 40.5m high (to hub) | Approx 400m North West of junction of Tirkane Road & Slaughtneil Road, Maghera (amended Description). | 281813 | 404449 | Approved | 2009/10 | 2009-11-18 |  |  | Approved
M/2009/0720/F | 2009-09-01 | Mid Ulster | Wind farm | Installation of four (4) wind turbines on 15m monopoles. (5kw Evance R9000 turbines) | Servite Priory, Main Street, Benburb BT71 7JZ | 281741 | 352064 | Withdrawn | 2009/10 | 2010-02-01 |  |  | Withdrawn
N/2009/0550/F | 2009-09-01 | Armagh, Banbridge and Craigavon | Single wind turbine | Erection of 20kw wind turbine generator (18m high) | 117 Old Kilmore Road, Moira | 312108 | 361628 | Refused | 2012/13 | 2012-06-06 |  |  | Refused
C/2009/0586/F | 2009-09-02 | Causeway Coast and Glens | Single wind turbine | Application for 6kW Turbine to serve dwelling approved under C/2008/0758/F | Site adjacent to 70 Sconce Road Articlave | 277358 | 430837 | Approved | 2010/11 | 2010-04-20 |  |  | Approved
M/2009/0742/F | 2009-09-07 | Mid Ulster | Single wind turbine | Proposed wind turbine adjacent site, 154m south-east of 10 Tullyaran Road, Donaghmore BT70 3HQ 1 Gaia-wind 11kW Turbine (Lattice tower construction) | 154m South East Of 10 Tullyaran Road, Donaghmore, Dungannon BT70 3HQ | 276503 | 366176 | Refused | 2009/10 | 2010-02-23 |  |  | Refused
R/2009/0783/F | 2009-09-08 | Newry, Mourne and Down | Single wind turbine | Proposed site for Wind Turbine (22.5m) (amended description) | Approx 350m East of 55 Rossglass Road South, Killough, Downpatrick, BT30 7RA. | 351715 | 335728 | Approved | 2010/11 | 2010-07-28 |  |  | Approved
H/2009/0545/F | 2009-09-09 | Mid Ulster | Single wind turbine | Installation of a wind turbine (15m high) | Aprrox 184m from Main Desertmartin Road in North West corner of field at 60 Desertmartin Road, Moneymore | 285633 | 387175 | Approved | 2009/10 | 2009-11-25 |  |  | Approved
K/2009/0675/F | 2009-09-09 | Fermanagh and Omagh | Single wind turbine | Development relates to the installation of a wind turbine at a school only. The turbine will be 15m high (see spec attached) | Approx 50m NE of Northmost School Building (to bottom of play area) at Omagh Int. at 9 Ballynahatty Road, Dergmoney Lane, Omagh BT78 1PN | 245680 | 371087 | Withdrawn | 2009/10 | 2010-02-03 |  |  | Withdrawn
P/2009/1133/F | 2009-09-09 | Newry, Mourne and Down | Single wind turbine | Installation of a 15metre wind turbine at a GAC club. | 90m South West of the South West of main building at An Riocht GAC, Dunnaval Road, Kilkeel | 328727 | 312841 | Approved | 2009/10 | 2010-01-18 |  |  | Approved
W/2009/0538/F | 2009-09-10 | Ards and North Down | Single wind turbine | Installation of wind turbine on 15m monopole. | 68 Whinney Hill, Holywood Co Down BT18 0HG. | 343282 | 378160 | Approved | 2009/10 | 2009-11-20 |  |  | Approved
H/2009/0564/F | 2009-09-11 | Mid Ulster | Single wind turbine | Installation of a wind turbine (15m high) | Approx 28m North West of dwelling at 59 Ballydermot Road, Bellaghy, Magherafelt | 297193 | 396261 | Withdrawn | 2009/10 | 2009-12-14 |  |  | Withdrawn
D/2009/0307/F | 2009-09-16 | Causeway Coast and Glens | Single wind turbine | Replace existing 25m 50kW turbine for private use with 80kW wind turbine on 30m monopole tower to offset community centre electricity | 50m North of Loughgiel Community Centre | 308118 | 425074 | Approved | 2009/10 | 2009-11-30 |  |  | Approved
O/2009/0593/F | 2009-09-16 | Armagh, Banbridge and Craigavon | Single wind turbine | Erection of a standalone 20kw Westwind Turbine and a 5kw Eightwind roof-mounted wind turbine | Cross Refrigeration, 58 Hamiltonsbawn Road, Armagh | 289114 | 345260 | Approved | 2009/10 | 2010-03-05 |  |  | Approved
C/2009/0624/F | 2009-09-24 | Causeway Coast and Glens | Single wind turbine | Development relates to the installation of a wind turbine at a school only. Turbine will be 15m high. | Approx 52m South East of SE corner of Southmost building at St Pauls College 11 Bann Road Kilrea | 293137 | 412732 | Approved | 2009/10 | 2009-11-11 |  |  | Approved
P/2009/1219/F | 2009-09-29 | Newry, Mourne and Down | Single wind turbine | Erection of 15 metre wind turbine (Lattice Tower Construction) | 165 metres north west of 32 Newry Road, Rathfriland | 318556 | 332781 | Approved | 2009/10 | 2010-03-08 |  |  | Approved
T/2009/0514/F | 2009-09-29 | Antrim and Newtownabbey | Wind farm | Re-location of 2 existing wind turbines including reduction in height of 1 turbine | Land adjacent to the South West of 3 Carmavy Road, Nutts Corner, Crumlin | 318330 | 380743 | Approved | 2010/11 | 2011-02-09 |  |  | Approved
S/2009/0978/F | 2009-10-01 | Lisburn and Castlereagh | Single wind turbine | Installation of 5kw Iskra Evance R9000 Wind Turbine on 15m monopole. | 259 Comber Road, Lisburn, BT27 6XZ. | 332097 | 362212 | Approved | 2009/10 | 2010-02-03 |  |  | Approved
G/2009/0639/F | 2009-10-05 | Mid and East Antrim | Single wind turbine | Installation of a wind turbine (15m high) | Approx 24m North East of school building at Camphill Primary School, 65 Carolhill Road, Ballymena | 310584 | 401605 | Withdrawn | 2009/10 | 2010-01-22 |  |  | Withdrawn
S/2009/0986/F | 2009-10-05 | Lisburn and Castlereagh | Single wind turbine | The development relates to the installation of a wind turbine at a school only. The turbine will be 15m high. | Approx 51m North of South East most corner of field to East of Rowandale Integrated Primary School 18 Clarehill Road Moira BT67 0PD. | 315934 | 360193 | Approved | 2009/10 | 2009-12-09 |  |  | Approved
W/2009/0620/F | 2009-10-06 | Ards and North Down | Single wind turbine | 11kw domestic wind turbine on a 18m tower. | 150m South of No2 Drumhirk Way Newtownards Co Down BT23 7QE. | 350774 | 377793 | Approved | 2009/10 | 2010-01-22 |  |  | Approved
Q/2009/0539/F | 2009-10-09 | Armagh, Banbridge and Craigavon | Single wind turbine | Erection of 6kw turbine on a 15m tower | 125 metres west of 8 Parkstown Lane, Gilford | 307941 | 349110 | Approved | 2009/10 | 2009-11-18 |  |  | Approved
D/2009/0328/F | 2009-10-12 | Causeway Coast and Glens | Single wind turbine | 30m Wind Turbine | 165m South of 12 Drumahiskey Road Bendooragh Ballymoney | 291950 | 424371 | Approved | 2009/10 | 2010-01-29 |  |  | Approved
O/2009/0657/F | 2009-10-14 | Armagh, Banbridge and Craigavon | Single wind turbine | Erection of 6 kv wind turbine on 15 metre mast | 140 metres north east of 4 Glassdrummond Road, Middletown | 277217 | 335799 | Approved | 2010/11 | 2010-04-19 |  |  | Approved
D/2009/0335/F | 2009-10-15 | Causeway Coast and Glens | Single wind turbine | Proposed wind turbine adjacent site 1 Ballycregagh Road, Drumbare. 1 No.gaia-wind 11kw turbine (tubular tower construction) | 1 Ballycregagh Road, Drumbare, Cloughmills. | 306777 | 417669 | Approved | 2009/10 | 2010-01-06 |  |  | Approved
M/2009/0884/F | 2009-10-16 | Mid Ulster | Single wind turbine | Proposed 24m high wind turbine to generate electricity | 111 Washingbay Road, Annaghmore Crossroads Industrial Estate, Coalisland, Co Tyrone | 286071 | 365772 | Approved | 2010/11 | 2010-04-21 |  |  | Approved
N/2009/0630/F | 2009-10-16 | Armagh, Banbridge and Craigavon | Single wind turbine | Erection of a 15 metre high wind turbine | Approximately 32 metres south east of St Francis Primary School, Francis Street, Lurgan | 307032 | 358451 | Approved | 2009/10 | 2009-11-27 |  |  | Approved
A/2009/0828/F | 2009-10-19 | Derry and Strabane | Single wind turbine | The development relates to the installation of a wind turbine at a school only. The turbine will be 15m high. | Approx 5m North East of eastmost corner of building at St Marys Primary School (Altinure), 70 Monadore Road, Park Village | 259030 | 402456 | Approved | 2009/10 | 2010-03-23 |  |  | Approved
B/2009/0394/F | 2009-10-19 | Causeway Coast and Glens | Single wind turbine | Development relates to the installation of a wind turbine at a school. Turbine will be 15m tall. | Faughanvale Primary School, 3 Vale Road, Greysteel, Londonderry | 257537 | 421044 | Withdrawn | 2010/11 | 2010-04-07 |  |  | Withdrawn
L/2009/1044/F | 2009-10-19 | Fermanagh and Omagh | Single wind turbine | Development relates to the installation of a wind turbine at a school only. Turbine will be 15m tall. | Approx 20m north-west of school building at Lack Primary School, Main Street, Lack, Enniskillen | 227248 | 366579 | Approved | 2009/10 | 2009-12-30 |  |  | Approved
U/2009/0475/F | 2009-10-19 | Antrim and Newtownabbey | Single wind turbine | Wind turbine of tower height 14.997m and blade length 4.819m | 80m SSE of dwelling at 40 Belfast Road, Ballynure, Ballyclare, Co Antrim | 331848 | 392062 | Approved | 2010/11 | 2010-04-20 |  |  | Approved
H/2009/0642/F | 2009-10-27 | Mid Ulster | Single wind turbine | Erection of a 20KW wind turbine with tower height of 23m | Approx 70m North West of 3 Coolnasillagh Road, Draperstown | 278786 | 400157 | Approved | 2009/10 | 2010-01-20 |  |  | Approved
K/2009/0806/F | 2009-10-27 | Fermanagh and Omagh | Single wind turbine | Development relates to the installation of a wind turbine at a domestic house only. Turbine will be 15 high (See spec attached) | Approx 50m South West of No 35 Bridge Road, Drumskinny, Dromore, BT78 3JL | 235069 | 362120 | Approved | 2009/10 | 2010-03-04 |  |  | Approved
P/2009/1344/F | 2009-10-27 | Newry, Mourne and Down | Single wind turbine | Erection of a 15 metre high wind turbine. | Approximately 27 metres north east from St Patricks Primary School, 13 Castlewellan Road, Hilltown. | 321983 | 329264 | Withdrawn | 2009/10 | 2010-01-07 |  |  | Withdrawn
B/2009/0414/F | 2009-11-04 | Causeway Coast and Glens | Single wind turbine | Installation of a 15 metres high domestic wind turbine | Approx. 25 metres NW of dwelling at 97 Bovevagh Road, Dungiven | 265464 | 414356 | Approved | 2009/10 | 2010-02-17 |  |  | Approved
G/2009/0697/F | 2009-11-04 | Mid and East Antrim | Single wind turbine | Installation of a wind turbine (15m high) | Approx 166m north of 51 Ballylig Road, Broughshane | 318362 | 409697 | Approved | 2009/10 | 2010-02-16 |  |  | Approved
M/2009/0940/F | 2009-11-05 | Mid Ulster | Single wind turbine | Proposed wind turbine 1 Gaia Wind 11kw turbine (18.3m lattice tower construction) | Site at 70m north west of 14 Tobermesson Road Drumay Dungannon, BT71 7PU | 281383 | 355320 | Approved | 2009/10 | 2010-03-11 |  |  | Approved
A/2009/0868/F | 2009-11-06 | Strategic Planning Division | Wind farm | Construction of a windfarm consisting of 4 turbines with hub height not exceeding 80m and blade diameter not exceeding 82.4m associated access track and underground cabling. Construction of an electrical substation and control building (dimensions 21 metr | Monnaboy Windfarm on land located east of 62 Monnaboy Road, Greysteel, Co Derry, BT47 3HP. | 256939 | 415580 | Approved | 2012/13 | 2012-10-12 |  |  | Approved
O/2009/0735/F | 2009-11-16 | Armagh, Banbridge and Craigavon | Wind farm | Proposed wind turbines, 2 no. Gaia-Wind 11kw Turbine (18.3m Lattice Tower Construction) | Site at 90m North East of 11 Ballymacawley Road, Ballymacawley, Armagh (amended description) | 292727 | 338474 | Approved | 2009/10 | 2010-03-05 |  |  | Approved
V/2009/0238/F | 2009-11-18 | Mid and East Antrim | Single wind turbine | New free standing wind turbine of 6KW output (15m to hub), and photo voltaic panel fixed to facade of existing building | Carrickfergus Grammar School, 120 North Road, Carrickfergus | 340713 | 388938 | Approved | 2009/10 | 2010-01-08 |  |  | Approved
J/2009/0521/F | 2009-11-20 | Derry and Strabane | Single wind turbine | Wind Turbine to produce electricity for farm buildings | 400 M North East of 99 Peacock Road, Sion Mills, Strabane | 231310 | 391198 | Approved | 2009/10 | 2010-02-26 |  |  | Approved
T/2009/0612/F | 2009-11-24 | Antrim and Newtownabbey | Single wind turbine | Proposed wind turbine | Rear of no.34 Rickamore Road, Templepatrick | 323944 | 383895 | Approved | 2009/10 | 2010-02-01 |  |  | Approved
O/2009/0756/F | 2009-11-26 | Armagh, Banbridge and Craigavon | Single wind turbine | Erection of a 46.4m high wind turbine | Approximately 80 metres north west of 96 Mullavilly Road, Tandragee | 301213 | 348553 | Approved | 2010/11 | 2010-04-19 |  |  | Approved
S/2009/1164/F | 2009-11-27 | Lisburn and Castlereagh | Single wind turbine | Domestic wind turbine on an 18m tower. | 85m SE of 16 Sandy Lane, Lisburn, BT27 5SE. | 328914 | 365894 | Approved | 2010/11 | 2010-05-17 |  |  | Approved
I/2009/0623/F | 2009-12-01 | Mid Ulster | Single wind turbine | Development relates to the installation of a wind turbine at a domestic house only. Turbine will be 15m tall. | Approx 50m southwest from southmost corner of dwelling at 5a Drummullan Road, Moneymore, BT45 7XS | 286487 | 379141 | Approved | 2009/10 | 2010-03-19 |  |  | Approved
Q/2009/0638/F | 2009-12-02 | Strategic Planning Division | Single wind turbine | Application to carry out a research project involving a small scale wind turbine combined with solar panels to power a package treatment works on the existing site | Ballykelly Wastewater Treatment Works, Blackscull Road, Banbridge | 312095 | 350505 | Approved | 2010/11 | 2010-11-16 |  |  | Approved
D/2009/0376/F | 2009-12-04 | Causeway Coast and Glens | Wind farm | 2 no. 15 metre wind turbines at a domestic dwelling. | Approx 65m and 145m south of dwelling at Dirraw Farm, 10 Dirraw Road, Finvoy, Ballymoney | 295237 | 418530 | Approved | 2009/10 | 2010-03-29 |  |  | Approved
Q/2009/0641/F | 2009-12-04 | Armagh, Banbridge and Craigavon | Single wind turbine | Erection of 15kw wind turbine on 15m mast | 145 Ballymoney Road, Banbridge | 315407 | 348759 | Approved | 2010/11 | 2010-04-21 |  |  | Approved
L/2009/1231/F | 2009-12-07 | Fermanagh and Omagh | Single wind turbine | Installation of a Wind Turbine at School only. Turbine will be 15m high (spec. attached) | Approx 30m south west of southmost corner of school building at Enniskillen Integrated Primary School, Derrygore Road, Derryinch, Enniskillen | 223398 | 345631 | Approved | 2009/10 | 2010-02-23 |  |  | Approved
J/2009/0543/F | 2009-12-09 | Derry and Strabane | Single wind turbine | Erection of 225kw wind turbine to serve dairy farm and grid | 400m south west of 20 Lislafferty Road, Newtownstewart, Co Tyrone, BT78 4NB | 234491 | 384676 | Approved | 2009/10 | 2010-03-01 |  |  | Approved
T/2009/0641/F | 2009-12-10 | Antrim and Newtownabbey | Single wind turbine | 335 KW Wind Turbine | 20 Greenhill Road, Belfast | 326979 | 377483 | Approved | 2010/11 | 2010-06-01 |  |  | Approved
V/2009/0258/F | 2009-12-10 | Mid and East Antrim | Single wind turbine | 800 KW Wind Turbine with 65m hub | 260m North West of 32 Trooperslane, Carrickfergus | 338417 | 386343 | Refused | 2014/15 | 2014-06-16 |  |  | Refused
H/2009/0731/F | 2009-12-18 | Mid Ulster | Single wind turbine | Relocation of domestic wind turbine (15m in height) previously approved under reference H/2009/0353/F. | 226m north west of main entrance and 36m east of river at 34 Slaughtneil Road, Maghera | 282486 | 405526 | Approved | 2009/10 | 2010-02-12 |  |  | Approved
F/2009/0379/F | 2009-12-22 | Mid and East Antrim | Single wind turbine | Erection of 'Bonus 150KW' wind turbine (height 30m) | 60m east of 209 Middle Road, Islandmagee, Larne | 347792 | 396590 | Approved | 2010/11 | 2010-04-16 |  |  | Approved
P/2009/1586/F | 2009-12-22 | Newry, Mourne and Down | Single wind turbine | Erection of a 15 metre high wind turbine | 15 Lower Corrags Road, Newry | 312232 | 323546 | Approved | 2010/11 | 2010-04-30 |  |  | Approved
H/2010/0009/F | 2010-01-08 | Strategic Planning Division | Wind farm | Amendment to proposed windfarm including reduction from 11 to 6 wind turbines (hub height 80m, blade diameter 90m) with an overall height from ground to blade tip of 125m, 2 borrow pits, 110kv substation and compound, construction of internal site tracks | Crockandun, approximately 450m west south-west of junction of Cullion Road and Drumard Road, Draperstown, Magherafelt. | 278525 | 388646 | Approved | 2012/13 | 2012-11-30 |  |  | Approved
J/2010/0009/F | 2010-01-08 | Derry and Strabane | Single wind turbine | Single 225 kw wind turbine. | Site imediately north of 2 Davies Road, Newtownstewart, Co Tyrone, BT78 4NH | 238383 | 387691 | Approved | 2009/10 | 2010-03-01 |  |  | Approved
J/2010/0008/F | 2010-01-11 | Derry and Strabane | Single wind turbine | 250kw wind turbine | 270m NW of 19 Strahans Road, Strabane | 232250 | 395966 | Approved | 2009/10 | 2010-03-01 |  |  | Approved
A/2010/0028/F | 2010-01-12 | Derry and Strabane | Single wind turbine | Erection of 225KW Wind Turbine- Highest Point 45m. | 350m NW of 35 Disertowen Road, Londonderry | 242742 | 409039 | Approved | 2013/14 | 2013-10-15 |  |  | Approved
S/2010/0039/F | 2010-01-18 | Lisburn and Castlereagh | Single wind turbine | Erection of 10kw wind turbine for domestic renewable energy. | To N-E of 9 Carricknaveagh Road, Lisburn, BT27 6UB. | 336211 | 359774 | Approved | 2010/11 | 2011-01-26 |  |  | Approved
K/2010/0037/F | 2010-01-20 | Fermanagh and Omagh | Single wind turbine | Proposed wind turbine- 150KW- 30m high tower turbine for domestic use | 210m SW of 139 Camlough Road, Carrickmore | 263649 | 375087 | Approved | 2010/11 | 2010-05-17 |  |  | Approved
R/2010/0050/F | 2010-01-20 | Strategic Planning Division | Wind farm | Proposed two medium sized wind turbines for electricity production. | Land at 27 Wood Road, Castlewellan, Co Down, BT31 9LR. | 333639 | 340068 | Withdrawn | 2013/14 | 2013-10-02 |  |  | Withdrawn
E/2010/0026/F | 2010-02-02 | Causeway Coast and Glens | Single wind turbine | Installation of a 15m high wind turbine at a domestic address | Approx 125m north west of the dwelling at 105 Moyarget Road Ballycastle | 306988 | 439168 | Approved | 2010/11 | 2010-05-21 |  |  | Approved
P/2010/0150/F | 2010-02-02 | Newry, Mourne and Down | Single wind turbine | Retention of 2 no 15m high wind turbines (one to be in substitution for that approved under P/2006/1745/F) | 300m west of 28 Aughanduff Road Newry | 297005 | 322456 | Approved | 2012/13 | 2012-06-13 |  |  | Approved
B/2010/0031/F | 2010-02-03 | Causeway Coast and Glens | Single wind turbine | Erection of 37m high 130kw wind turbine | 165 metres North of 60 Gelvin Road, Ballyness, Dungiven | 271113 | 414338 | Withdrawn | 2010/11 | 2010-06-23 |  |  | Withdrawn
O/2010/0077/F | 2010-02-04 | Armagh, Banbridge and Craigavon | Single wind turbine | Erection of 10 kv wind turbine on an 18m mast | 31 Glenanne Road, Mountnorris, Armagh | 299245 | 336573 | Approved | 2010/11 | 2010-07-30 |  |  | Approved
P/2010/0153/F | 2010-02-04 | Newry, Mourne and Down | Single wind turbine | Installation of 5 kw wind turbine on a 15m monopole. | 33 Newry Road, Ballina Temple, Newtownhamilton. | 294942 | 327186 | Approved | 2010/11 | 2010-07-16 |  |  | Approved
P/2010/0174/F | 2010-02-09 | Newry, Mourne and Down | Single wind turbine | Erection of 5 kv wind turbine 15m high | 110 metres north east from 43 Bettys Hill Road, Newry | 311147 | 324764 | Approved | 2010/11 | 2010-07-01 |  |  | Approved
R/2010/0158/F | 2010-02-18 | Newry, Mourne and Down | Single wind turbine | To build a single 44m-tip height wind turbine up to 250kW rating, approximately 320 metres North of the Drumnakelly landfill depot building. The electricity generated by the turbine will be used to power landfill site operations; any surplus electricity w | Drumnakelly Landfill Site, 81 Demesne Road, Ballynahinch, Co Down, BT24 8NS. | 338401 | 344513 | Approved | 2010/11 | 2010-08-27 |  |  | Approved
D/2010/0060/F | 2010-02-19 | Strategic Planning Division | Single wind turbine | Proposed wind-turbine (2.5 megawatt, not exceeding 100m overall height - 65m Hub and 71m Blade Diameter) and associated access road. | 583m north of 42 Reservoir Road, Knockagallen, Corkey. | 310083 | 423158 | Approved | 2011/12 | 2012-02-10 |  |  | Approved
T/2010/0086/F | 2010-02-23 | Antrim and Newtownabbey | Single wind turbine | Erection of a 250KW wind turbine with a tower height of 36m | Approx 220m south west of 203 Staffordstown Road, Toomebridge | 302542 | 387447 | Approved | 2009/10 | 2010-03-30 |  |  | Approved
B/2010/0057/F | 2010-02-25 | Causeway Coast and Glens | Single wind turbine | Erection of 250kw wind turbine with an overall height of 52m (including Rotor Blade). | Approx. 365 metres North West of 141 Altmover Road, Dungiven | 263026 | 410587 | Refused | 2011/12 | 2011-07-04 |  |  | Refused
D/2010/0070/F | 2010-02-25 | Causeway Coast and Glens | Single wind turbine | Proposed wind turbine & mast resited to supercede previously approved under D/2005/0523/F | 200m south west of 12 Navery Road, Ballymoney | 301668 | 426703 | Approved | 2010/11 | 2010-07-21 |  |  | Approved
H/2010/0101/F | 2010-03-01 | Mid Ulster | Single wind turbine | Erection of a 250kw wind turbine with a tower height of 31m | Approx 220m north west of 269 Sixtowns Road, Draperstown | 268573 | 388687 | Withdrawn | 2012/13 | 2012-06-14 |  |  | Withdrawn
S/2010/0178/F | 2010-03-01 | Lisburn and Castlereagh | Wind farm | Wind turbines - 2 off - 15m Hub height. | 100m West of 11E Chapel Road, Glenavy, Bt29 4LY. | 313719 | 371011 | Approved | 2010/11 | 2010-05-27 |  |  | Approved
J/2010/0056/F | 2010-03-02 | Derry and Strabane | Single wind turbine | Erection of 225kw wind turbine to serve dairy farm and grid | 300m south east of 40 Greenville Road, Newtownstewart, Strabane | 233171 | 385740 | Approved | 2010/11 | 2010-06-03 |  |  | Approved
J/2010/0057/F | 2010-03-02 | Derry and Strabane | Single wind turbine | Proposed erection of 225kw wind turbine to serve dairy farm and grid, 31metres high at hub height | 470m south west of 20 Lislafferty Road, Newtownstewart, Strabane. | 234560 | 384517 | Approved | 2010/11 | 2010-06-03 |  |  | Approved
H/2010/0107/F | 2010-03-03 | Mid Ulster | Single wind turbine | Proposed erection of vestas V27 Wind Turbine to serve Dairy Farm and Grid | 200m North of 20 Gortamney Lane, Tobermore, Magherafelt | 284715 | 395772 | Approved | 2010/11 | 2010-07-29 |  |  | Approved
J/2010/0063/F | 2010-03-05 | Derry and Strabane | Single wind turbine | Erection of a 225kw wind turbine with a tower height of 40m | Approximately 310m north west of 20 Evish Road, Strabane | 236407 | 397264 | Approved | 2011/12 | 2011-04-22 |  |  | Approved
A/2010/0151/F | 2010-03-08 | Derry and Strabane | Single wind turbine | Erection of a 250KW wind turbine with a tower height of 31m | Approximately 370m southeast of 'Heathmount', Mountfield Road, Claudy | 258816 | 407497 | Refused | 2012/13 | 2012-06-28 |  |  | Refused
J/2010/0065/F | 2010-03-08 | Derry and Strabane | Single wind turbine | Erection of a 100 KW Wind Turbine with a tower height of 30 M (to supersede existing approved & implemented 5kw turbine) | 128 Lisnaragh Road, Dunamanagh, Strabane | 245583 | 401202 | Refused | 2013/14 | 2013-08-29 |  |  | Refused
K/2010/0136/F | 2010-03-08 | Fermanagh and Omagh | Single wind turbine | Proposed Wind Turbine 150 KW (Domestic Use) 30 M High Hub Height (Tower) | Site 150 M North West of 21 Garvallagh Road, Seskinore, Omagh | 248511 | 361330 | Refused | 2010/11 | 2010-10-18 |  |  | Refused
K/2010/0137/F | 2010-03-08 | Fermanagh and Omagh | Single wind turbine | Proposed Wind Turbine 150 KW for Domestic Use (30 M High Tower) | Site 160 M South of 21 Shannaragh Road, Dromore | 237072 | 363840 | Withdrawn | 2010/11 | 2010-09-08 |  |  | Withdrawn
K/2010/0138/F | 2010-03-08 | Fermanagh and Omagh | Single wind turbine | Proposed 225 KW Wind Turbine (Domestic Use and associated farm buildings) (31.5m high tower) (amended description) | 245 M South West of 85 Corkhill Road, Seskinore, Omagh | 249501 | 360699 | Withdrawn | 2010/11 | 2011-02-28 |  |  | Withdrawn
K/2010/0142/F | 2010-03-08 | Fermanagh and Omagh | Single wind turbine | Proposed Domestic Wind Turbine 75 K (22.45 M High Tower) | Site 60 M East South East of 274 Drumnakilly Road, Carrickmore | 258977 | 373279 | Refused | 2011/12 | 2011-06-16 |  |  | Refused
H/2010/0117/F | 2010-03-09 | Mid Ulster | Single wind turbine | Erection of a 250kw Wind Turbine with a tower height of 40m. - alteration to previous approval ref:- H/2009/0501/F | Approx. 750m North West of Drumard Road/Cullion Road Junction, Straw Mountain, Draperstown | 278690 | 389948 | Withdrawn | 2010/11 | 2010-08-02 |  |  | Withdrawn
I/2010/0113/F | 2010-03-09 | Mid Ulster | Single wind turbine | Proposed 1 No Gaia Wind 11 kw wind turbine 18.3m in height (galvanised tubular tower construction) | Approximately 10 M South West of 11 Killycolp Road, Cookstown | 280916 | 374392 | Approved | 2010/11 | 2010-05-19 |  |  | Approved
J/2010/0068/F | 2010-03-09 | Derry and Strabane | Single wind turbine | Proposed erection of 250 K/W Wind Turbine to Serve Electricity Grid | 680 M North West of 37 Cavan Road, Castlederg | 223685 | 385525 | Approved | 2010/11 | 2010-08-11 |  |  | Approved
J/2010/0069/F | 2010-03-09 | Derry and Strabane | Single wind turbine | Proposed erection of 250 K/W Wind Turbine to Serve Electricity Grid | 225 M South West of 125 Strabane Road, Castlederg | 228579 | 384776 | Approved | 2010/11 | 2010-06-30 |  |  | Approved
K/2010/0157/F | 2010-03-09 | Fermanagh and Omagh | Single wind turbine | Proposed erection of vestas v27 31m wind turbine 225KW to serve beef farm and export to grid | Site 210 metres south east of 15 Lisnahanna Road, Trillick, BT78 3RR (amended address) | 229460 | 356606 | Refused | 2010/11 | 2010-10-18 |  |  | Refused
M/2010/0221/F | 2010-03-15 | Mid Ulster | Single wind turbine | Installation of single wind turbine to provide and off-set enterprise centre commercial electricity use. Height - 31.400 M Rotor Dia 18 M Colour galvanized | 14B Eglish Road, Dungannon 65 M North West of 14B Eglish Road, Dungannon | 278246 | 356180 | Refused | 2010/11 | 2011-01-24 |  |  | Refused
Q/2010/0112/F | 2010-03-15 | Armagh, Banbridge and Craigavon | Single wind turbine | Erection of 150 kw turbine on 30m mast (monopole) to power animal feed grinding mill on adjacent farm | Approximately 90 metres north of 22 Lagangreen Road, Dromore. | 324615 | 352179 | Approved | 2010/11 | 2010-08-19 |  |  | Approved
J/2010/0074/F | 2010-03-16 | Derry and Strabane | Single wind turbine | Erection of 225kw Wind Turbine - Tower Height 30m | 160m NE of 15 Foggyhill Road, Castlederg, Strabane. | 223573 | 381892 | Approved | 2010/11 | 2010-06-30 |  |  | Approved
J/2010/0076/F | 2010-03-16 | Derry and Strabane | Single wind turbine | Proposed 225 kw Wind Turbine - Tower Height 30m | 490m SW of 22 Loughan Road, Donemana, Strabane. | 246261 | 403204 | Approved | 2010/11 | 2010-11-04 |  |  | Approved
J/2010/0079/F | 2010-03-16 | Derry and Strabane | Single wind turbine | 225kw Wind Turbine to serve dairy farm with surplus to grid height. 31m Hub_x000D_ | 120m South of 21 Hollyhill Road, Strabane | 237566 | 398761 | Approved | 2010/11 | 2011-02-01 |  |  | Approved
K/2010/0169/F | 2010-03-16 | Fermanagh and Omagh | Single wind turbine | Erection of 225kw Wind Turbine to serve dairy farm and grid hub height 31m | Site 250m South West of 10 Moorfield Road, Trillick, Co. Tyrone BT78 3TT | 230061 | 358156 | Withdrawn | 2010/11 | 2010-08-18 |  |  | Withdrawn
K/2010/0170/F | 2010-03-16 | Fermanagh and Omagh | Single wind turbine | 225kw Wind Turbine to serve farm and grid. 31m Hub Height | 90m South West of 86 Gergadis Road, Keenouge House, Trillick, Co. Tyrone, BT78 3TJ | 231029 | 357375 | Refused | 2011/12 | 2011-07-19 |  |  | Refused
R/2010/0232/F | 2010-03-16 | Newry, Mourne and Down | Single wind turbine | Erection of single 150kw Wind Turbine. | Approximately 140 metres North-East of 89 and 91 Minerstown Road, Tyrella, Downpatrick, BT30. | 348463 | 336530 | Refused | 2012/13 | 2012-08-30 |  |  | Refused
I/2010/0128/F | 2010-03-18 | Mid Ulster | Single wind turbine | Proposed Erection of 225 KW Wind Turbine 31 M in Height to serve beef farm and grid | 250 M West of 39 Rockdale House, Sandholes, Cookstown | 277452 | 372780 | Withdrawn | 2010/11 | 2010-11-08 |  |  | Withdrawn
J/2010/0077/F | 2010-03-18 | Derry and Strabane | Single wind turbine | Proposed Erection of a 31 M Vesta V27 Wind Turbine to serve dairy farm and grid with 225 KW output | Site 480 M West of 14 Stone Road, Victoria Bridge, Strabane | 234158 | 388859 | Approved | 2010/11 | 2010-08-09 |  |  | Approved
J/2010/0088/F | 2010-03-18 | Derry and Strabane | Single wind turbine | Erection of 11 KW Wind turbine with hub height of 15m to front of existing retail unit | 33-36 Dock Street, Strabane | 234413 | 398060 | Approved | 2010/11 | 2010-06-08 |  |  | Approved
X/2010/0255/F | 2010-03-23 | Ards and North Down | Single wind turbine | Proposed wind turbine, 1 Gaia-Wind 11kw Turbine (lattice tower construction). | 125m NE, 22 Ballyhaskin Road, Carrowdore, Co Down, BT22 2JF. | 361305 | 372955 | Approved | 2010/11 | 2011-02-17 |  |  | Approved
L/2010/0238/F | 2010-03-24 | Fermanagh and Omagh | Single wind turbine | 1 no domestic wind turbine 10kw on 15m mono pole with blade diameter 6.2m | Land At 39 Derryallen Rd, Bigh,Coa,Ballinamallard,Co Fermanagh | 230378 | 352532 | Approved | 2010/11 | 2010-05-18 |  |  | Approved
R/2010/0256/F | 2010-03-24 | Newry, Mourne and Down | Single wind turbine | Proposed wind turbine (6kw) (Amended drawing & additional information submitted). | 190m North of Vianstown Road, almost opposite 106 Vianstown Road, Downpatrick. | 346262 | 340417 | Approved | 2010/11 | 2010-07-15 |  |  | Approved
E/2010/0104/F | 2010-03-25 | Causeway Coast and Glens | Single wind turbine | Proposed wind turbine, 1 Gaia-Wind 11Kw turbine (lattice tower construction) | 215m NW of 293 Moyarget Road, Mosside, Ballymoney | 298696 | 434553 | Approved | 2010/11 | 2010-11-08 |  |  | Approved
L/2010/0252/F | 2010-03-25 | Fermanagh and Omagh | Single wind turbine | Erection of 15 metre high (mast height) 15kw wind turbine and all associated site works. | Furnish, Clabby Road, Fivemiletown. | 242971 | 349110 | Approved | 2010/11 | 2010-11-01 |  |  | Approved
Y/2010/0127/F | 2010-03-25 | Lisburn and Castlereagh | Wind farm | Erection of 3no 80Kw wind turbines. Hub height 25m rotor diameter 18m.(amended location within site). | Land 700m North of 32 Dunlady Road, Dundonald, Belfast. | 342915 | 376087 | Approved | 2011/12 | 2011-07-08 |  |  | Approved
C/2010/0189/F | 2010-04-01 | Causeway Coast and Glens | Wind farm | Erection of 2 No. 800kw - 900kw wind turbines (87 metres to blade tip), site access tracks and electrical cabling. Access for construction of T1 & T2 will be via the Cromore Road entrance. Turbine T3 is withdrawn from this planning application (amended | University of Ulster, Coleraine Campus, Cromore Road, Coleraine | 284086 | 434832 | Approved | 2012/13 | 2012-09-07 |  |  | Approved
H/2010/0132/F | 2010-04-01 | Mid Ulster | Single wind turbine | Proposed Wind Turbine, 1 Gaia-Wind 11kw Turbine (Lattice Tower Construction) | 190m SE of 87 Carricknakielt Road, Maghera | 287882 | 398312 | Refused | 2010/11 | 2011-01-07 |  |  | Refused
P/2010/0416/F | 2010-04-01 | Newry, Mourne and Down | Single wind turbine | Erection of Domestic Wind Turbine | 110 metres north-west of 30 Grove Road, Annalong | 335807 | 319716 | Withdrawn | 2010/11 | 2010-08-10 |  |  | Withdrawn
G/2010/0225/F | 2010-04-12 | Mid and East Antrim | Single wind turbine | Installation of 250KW wind turbine on 36.6m high free standing steel mast | 130 Longmore Road, Martinstown | 313839 | 411710 | Withdrawn | 2010/11 | 2010-09-23 |  |  | Withdrawn
P/2010/0435/F | 2010-04-12 | Newry, Mourne and Down | Single wind turbine | Installation of 50k wind turbine on 30.5m high free standing steel mast | 184 Carrigenagh Road, Kilkeel | 331696 | 320165 | Refused | 2011/12 | 2011-05-10 |  |  | Refused
S/2010/0305/F | 2010-04-12 | Lisburn and Castlereagh | Single wind turbine | Installation of 250kw wind turbine on 36.6m high free standing steel mast. (Overall Height 54 metres) | 75 Braniel Road Lisburn Co Antrim BT27 5JJ. | 331138 | 363292 | Withdrawn | 2013/14 | 2013-08-02 |  |  | Withdrawn
H/2010/0159/F | 2010-04-14 | Mid Ulster | Single wind turbine | Erection of a 250kw wind turbine with a tower height of 40m | Creagh Concrete Factory,Blackpark Road, Toomebridge (approx 40m West of main office building) | 296263 | 391152 | Withdrawn | 2010/11 | 2010-08-05 |  |  | Withdrawn
B/2010/0111/F | 2010-04-15 | Causeway Coast and Glens | Single wind turbine | Erection of 56m high 225kw wind turbine | 2000m NNE of Junction at Leighry Road and Bishops Road, Limavady | 272534 | 432148 | Refused | 2011/12 | 2011-06-07 |  |  | Refused
D/2010/0115/F | 2010-04-15 | Causeway Coast and Glens | Single wind turbine | Erection of 225kW wind turbine with a tower height of 31 m | Approx. 70m. West of 31 Tamlaght Road_x000D_ Rasharkin_x000D_ | 295871 | 410749 | Withdrawn | 2011/12 | 2011-06-29 |  |  | Withdrawn
I/2010/0172/F | 2010-04-15 | Mid Ulster | Single wind turbine | Erection of a 225 KW wind turbine with tower height of 40m. | Approx 300m North West of 10 Upper Kildress Road, Cookstown | 276372 | 378406 | Approved | 2012/13 | 2012-10-25 |  |  | Approved
I/2010/0175/F | 2010-04-16 | Mid Ulster | Single wind turbine | Erection of a 250kw wind turbine with a tower height of 40m | O'Neills Yard, Kilmascally Road, Ardboe | 294901 | 375469 | Approved | 2011/12 | 2011-06-24 |  |  | Approved
K/2010/0227/F | 2010-04-16 | Strategic Planning Division | Single wind turbine | Proposed 225kw wind turbine (31.5m high tower) to serve existing commercial development | 310m SE of 154 Termon Road, Carrickmore, Omagh | 264519 | 371250 | Approved | 2011/12 | 2011-05-09 |  |  | Approved
U/2010/0143/F | 2010-04-16 | Antrim and Newtownabbey | Single wind turbine | Proposed wind turbine 18.3m to hub and blade diameter 13.4m, Gaia-wind turbine (Tubular Tower Construction) | 95m NE of 31 Belfast Road, Skilganaban, Ballyclare, BT39 9TZ | 331245 | 392332 | Approved | 2010/11 | 2010-08-18 |  |  | Approved
J/2010/0131/F | 2010-04-19 | Derry and Strabane | Single wind turbine | Erection of a 250Kw Wind Turbine with a tower height of 40m. | Approx. 640m. South East of 63 Curlyhill Road, Strabane | 236853 | 398051 | Approved | 2011/12 | 2011-05-03 |  |  | Approved
K/2010/0230/F | 2010-04-19 | Fermanagh and Omagh | Single wind turbine | Erection of a 250KW Wind Turbine with Tower Height of 40M. | Approx. 260m. South West of 84 Lenagh Road, Fallagh, Drumlea, Omagh | 254397 | 383459 | Withdrawn | 2010/11 | 2010-10-08 |  |  | Withdrawn
J/2010/0139/F | 2010-04-23 | Derry and Strabane | Single wind turbine | Proposal for nordtank 150kw wind turbine, hub height = 32.5m renewable energy primarily to offset dairy farm consumption | Knockiniller Road Knockiniller approx 540m north of 5 Knock Road, Strabane. | 238800 | 391350 | Refused | 2010/11 | 2010-11-03 |  |  | Refused
A/2010/0296/F | 2010-04-26 | Derry and Strabane | Single wind turbine | Proposed 56M high 225KW Wind Turbine | 650M SW of junction at Disertown Road and Curryfree Road, Londonderry. | 243537 | 408334 | Approved | 2012/13 | 2013-02-08 |  |  | Approved
J/2010/0144/F | 2010-04-26 | Derry and Strabane | Single wind turbine | Wind turbine to produce electricity for farm buildings - tower height 24 metres. | 230 M North East of 95 Dunnalong Road, Bready | 236177 | 408143 | Approved | 2010/11 | 2010-06-30 |  |  | Approved
K/2010/0246/F | 2010-04-26 | Fermanagh and Omagh | Single wind turbine | 'VESTA' Wind turbine (27m dia X 30m high X 225kw) to generate power for sale to the NIE grid or any local requirements | 200m North East of 17 Aughnaglea Road Aughnaglea Sixmilecross Omagh BT79 9NP | 258113 | 368691 | Withdrawn | 2011/12 | 2011-06-13 |  |  | Withdrawn
K/2010/0250/F | 2010-04-26 | Fermanagh and Omagh | Single wind turbine | 'Vesta' V27 Wind turbine (27m dia X 30m high X 225kw) to generate power for sale to the NIE grid or any local requirements (Amended siting and red line) | 220m South West of 102 Killyliss Road Tonnagh-More Fintona BT78 2LL (Re-Advertisement) | 239931 | 359897 | Approved | 2010/11 | 2010-11-17 |  |  | Approved
K/2010/0256/F | 2010-04-26 | Fermanagh and Omagh | Single wind turbine | Proposed 20 KW Wind Turbine on a 15M High Mono Pole with a Blade Radius of 5 Metres | Site 140M Due South East of 36 Liscable Road, Newtownstewart, Omagh | 246076 | 385573 | Approved | 2010/11 | 2010-07-15 |  |  | Approved
A/2010/0317/F | 2010-05-04 | Derry and Strabane | Single wind turbine | Erection of a 250kw wind turbine with a tower height of 31m | Approx. 110m North of 76 Gortree Road, Drumahoe, Londonderry | 248089 | 416509 | Approved | 2012/13 | 2013-01-15 |  |  | Approved
D/2010/0132/F | 2010-05-04 | Causeway Coast and Glens | Single wind turbine | Erection of a 250kw wind turbine with a tower height of 31m. | Approx. 120m south east of 15 Pinehill Road, Kilraughts, Ballymoney | 303305 | 424042 | Approved | 2010/11 | 2011-01-11 |  |  | Approved
J/2010/0151/F | 2010-05-04 | Derry and Strabane | Single wind turbine | Erection of a 100kw wind turbine with a tower height of 23m | Approx 130m south east of 38 Drumlegagh Road North, Newtownstewart | 234147 | 380511 | Approved | 2011/12 | 2011-04-22 |  |  | Approved
J/2010/0152/F | 2010-05-04 | Derry and Strabane | Single wind turbine | Erection of a 250kw wind turbine with a tower height of 40m | Approx 200m SW of 28 Grove Road Castlederg | 228574 | 387000 | Approved | 2010/11 | 2010-08-09 |  |  | Approved
A/2010/0320/F | 2010-05-05 | Derry and Strabane | Single wind turbine | Erection of 30m Micon M530 Wind turbine to produce Green Energy for premises at 56 Oughtagh Road,Killaloo,Claudy. | 750M North-East of 56 Oughtagh Road,Killaloo,Claudy,Co L Derry | 253038 | 411185 | Approved | 2012/13 | 2012-11-12 |  |  | Approved
H/2010/0211/F | 2010-05-05 | Mid Ulster | Single wind turbine | Erection of wind turbine with a tower height not exceeding 31m & a capacity not exceeding 250kw (Amended noise impact assessment received) | Lislea Townland,220m South West of 115 Moneygran Road, Kilrea | 294398 | 408532 | Withdrawn | 2012/13 | 2012-05-18 |  |  | Withdrawn
C/2010/0279/F | 2010-05-07 | Causeway Coast and Glens | Single wind turbine | Erection of a wind turbine (250Kw max) with a tower height of 35m. | Approx. 300m. North West of 33 Craigmore Road, Blackhill, Coleraine, Co Derry/Londonderry. | 283501 | 421485 | Approved | 2011/12 | 2011-11-04 |  |  | Approved
D/2010/0141/F | 2010-05-07 | Causeway Coast and Glens | Single wind turbine | Proposed wind turbine, 1 gaia-wind 11kw turbine (lattice tower construction) | 128m SE of 102 Coolkeeran Road_x000D_ Armoy_x000D_ Ballymoney_x000D_ | 308085 | 426930 | Approved | 2010/11 | 2011-01-07 |  |  | Approved
G/2010/0297/F | 2010-05-07 | Mid and East Antrim | Single wind turbine | Domestic Scale Wind Turbine | 48.5m S.E.of No 268 Townhill Road, Portglenone | 297479 | 409238 | Approved | 2010/11 | 2010-06-30 |  |  | Approved
J/2010/0157/F | 2010-05-07 | Derry and Strabane | Single wind turbine | Erection of a 250kw wind turbine with a tower height of 40m. (56.5m to rotor tip) | Approx 560 m north west of 43 Dullerton Road, Cullion, Londonderrry (access via Gortmonly Road) | 239533 | 407464 | Approved | 2010/11 | 2010-08-09 |  |  | Approved
J/2010/0158/F | 2010-05-07 | Derry and Strabane | Single wind turbine | Erection of a 6kw wind turbine with a tower height of 15m | 2 Riverview Road, Castlederg, Strabane. | 222671 | 382029 | Refused | 2010/11 | 2011-03-25 |  |  | Refused
Q/2010/0207/F | 2010-05-07 | Armagh, Banbridge and Craigavon | Single wind turbine | Erection of a 150kv wind turbine with a tower height of 30m | Approximately 105m south of 64 Ballynanny Road, Banbridge | 312730 | 341214 | Approved | 2010/11 | 2010-09-22 |  |  | Approved
G/2010/0295/F | 2010-05-10 | Mid and East Antrim | Single wind turbine | Erection of 225kw wind turbine | 65 Old Frocess Road, Cloughmills, Ballymena (230 North West) | 306135 | 415618 | Withdrawn | 2011/12 | 2011-07-22 |  |  | Withdrawn
T/2010/0225/F | 2010-05-10 | Antrim and Newtownabbey | Single wind turbine | Erection of a 225KW Wind Turbine with a tower height of 40m | Approx 250m South West of 106 Staffordstown Road, Randalstown | 306484 | 386914 | Approved | 2010/11 | 2010-12-30 |  |  | Approved
M/2010/0389/F | 2010-05-11 | Mid Ulster | Single wind turbine | Proposed wind turbine, 1 gaia Wind 11KW Turbine ( 18m Tubular Tower Construction) | 87m SE of 95 Reclain Rd Cappagh, Dungannon Co Tyrone BT70 2PQ | 267527 | 366169 | Approved | 2010/11 | 2010-11-02 |  |  | Approved
I/2010/0211/F | 2010-05-12 | Strategic Planning Division | Single wind turbine | A single wind turbine of up to 2.3 megawatt power output with a maximum overall base blade to tip height of 92.5 metres. Ancillary developments will comprise turbine transformer; turbine hardstand, site entrance with sight line provision; 1 no. electrica | Beltonanean Mountain, Beltonanean TD, Cookstown, Co. Tyrone. | 271739 | 382535 | Approved | 2012/13 | 2012-05-17 |  |  | Approved
J/2010/0174/F | 2010-05-12 | Derry and Strabane | Wind farm | 2no. Wind Turbines 100kw - tower height 37metres. | 225m & 280m North West of 109 Peacock Road, Sion Mills. | 230828 | 390625 | Approved | 2010/11 | 2010-08-05 |  |  | Approved
A/2010/0354/F | 2010-05-13 | Derry and Strabane | Single wind turbine | Proposed 225kw wind turbine- Tower height 30m | 470m SW of 22 Drumcraig Road, Londonderry | 240632 | 408779 | Withdrawn | 2011/12 | 2011-09-21 |  |  | Withdrawn
D/2010/0143/F | 2010-05-13 | Causeway Coast and Glens | Single wind turbine | proposed new 225kw wind turbine (31m to hub). | approx. 303m North-West from 197 Castlecatt Road, Derrykeighan, Ballymoney | 296207 | 432862 | Approved | 2010/11 | 2011-03-31 |  |  | Approved
K/2010/0299/F | 2010-05-13 | Fermanagh and Omagh | Single wind turbine | Proposed erection of 31m Vestas V27 225kw wind turbine to serve export to the grid | Site 164 metres north north east of 49b, Gorgadis Road, Trillick, Co Tyrone | 232164 | 356671 | Withdrawn | 2010/11 | 2010-06-16 |  |  | Withdrawn
A/2010/0386/F | 2010-05-14 | Derry and Strabane | Single wind turbine | 45m high 225kw wind turbine | 140m north west of 12 Heather Road, Creevagh Upper, Derry | 239846 | 416008 | Withdrawn | 2012/13 | 2012-05-09 |  |  | Withdrawn
F/2010/0159/F | 2010-05-14 | Mid and East Antrim | Single wind turbine | Installation of 5kw ISKRA Evance R900 Wind Turbine on 15m pole | 84 Shanes Hill Road, Kilwaughter, Larne | 334668 | 399826 | Withdrawn | 2010/11 | 2011-01-26 |  |  | Withdrawn
E/2010/0146/F | 2010-05-17 | Causeway Coast and Glens | Single wind turbine | Proposed new 225kw wind turbine and switch room. (31metres to hub, 44.5metres to blade tip, 26.5metre blade diameter)._x000D_Map ref: X 307546 Y 433656 | Approx. 468m South-East from 142 Hillside Road, Armoy, Co Antrim. | 307436 | 433872 | Approved | 2011/12 | 2011-07-20 |  |  | Approved
J/2010/0168/F | 2010-05-17 | Derry and Strabane | Wind farm | Amended scheme - reduction from 15 to 13 wind turbines and associated transformers (maximum base to blade-tip height of 110m), substation building which includes a control room. Also turbine electrical cabling, 2 x 70m permanent meteorological masts, a 24m telecommunications pole for data communications, internal site access tracks and road improvements works, 3 temporary site compounds and all ancillary works. | Land in townlands of Edanasop, Binnawooda, Lettercairn, Meencarriga, Drummahon and Scraghy approximately 3.73km North East of junction of B72 and Montaighroe Road. | 223972 | 376249 | Withdrawn | 2016/17 | 2016-12-20 |  |  | Withdrawn
J/2010/0175/F | 2010-05-18 | Derry and Strabane | Single wind turbine | proposed 225kw wind turbine - tower height 30m | 260M SW of 6 Meenagh Road, Bready, Strabane | 237678 | 409755 | Approved | 2010/11 | 2010-08-09 |  |  | Approved
C/2010/0281/F | 2010-05-20 | Causeway Coast and Glens | Single wind turbine | Proposed 225kw wind turbine. (30metres to hub, 38metres to blade tip, 16metre blade diameter). | 70m SW of 56 Ballinteer Road, Macosquin, Coleraine, Co Derry / Londonderry. | 281889 | 430203 | Withdrawn | 2012/13 | 2012-08-31 |  |  | Withdrawn
J/2010/0230/F | 2010-05-20 | Derry and Strabane | Single wind turbine | Erection of a 6kw Wind Turbine with a tower height of 15m. | Approx 60m South West of 196 Drumlegagh Road South, Omagh. | 233740 | 379950 | Approved | 2010/11 | 2010-08-10 |  |  | Approved
K/2010/0303/F | 2010-05-20 | Fermanagh and Omagh | Single wind turbine | Proposed wind turbine to serve dwelling, farmbuildings and the grid (hub height - 40 metres 225kw) | Lands 90 metres south west of 242 Barony Road, Creggan, Omagh | 265505 | 378269 | Approved | 2010/11 | 2011-01-24 |  |  | Approved
K/2010/0305/F | 2010-05-20 | Fermanagh and Omagh | Single wind turbine | Erection of a 40m high Wind Turbine | 188 Barony Road, Creggan, Omagh, Co Tyrone BT79 9AB | 262358 | 378690 | Refused | 2010/11 | 2011-01-25 |  |  | Refused
L/2010/0406/F | 2010-05-20 | Fermanagh and Omagh | Single wind turbine | Erection of 1no 150kw Wind Turbine. Hub height 32.5m, Rotor diameter 24.6m, including sub-station and extending existing stone lane by 130m | Killymittan, Ballinamallard, Co. Fermanagh | 228824 | 352461 | Approved | 2010/11 | 2010-11-19 |  |  | Approved
O/2010/0313/F | 2010-05-20 | Armagh, Banbridge and Craigavon | Single wind turbine | Installation of wind turbine | 12 Derryhirk Road, Dungannon | 289197 | 356797 | Withdrawn | 2011/12 | 2011-05-19 |  |  | Withdrawn
P/2010/0638/F | 2010-05-20 | Newry, Mourne and Down | Single wind turbine | Erection of 1 no. wind turbine on 15 metre monopole. (amended proposal) | Kittys Road, (125 metres south-west of no 47) Kilkeel | 330260 | 313122 | Approved | 2011/12 | 2012-03-30 |  |  | Approved
B/2010/0162/F | 2010-05-21 | Causeway Coast and Glens | Single wind turbine | Erection of 150kw wind turbine - tower height 24.5m | 70 metres South West of 145 Carnamuff Road, Ballykelly | 260682 | 417252 | Withdrawn | 2011/12 | 2011-06-28 |  |  | Withdrawn
M/2010/0412/F | 2010-05-21 | Mid Ulster | Single wind turbine | Proposed installation of a GAIA (11KW) Wind turbine on a 18mt high lattice tower type mast | 160M South/South East of 176 Old Eglish Road Dungannon | 278886 | 358176 | Approved | 2010/11 | 2010-09-27 |  |  | Approved
F/2010/0177/F | 2010-05-24 | Mid and East Antrim | Single wind turbine | Erection of a single wind turbine (250KW) of 30m tower height (45m to tip) and control room | 200m North West of 160 Ballyboley Road, Larne | 337189 | 403646 | Withdrawn | 2010/11 | 2010-11-09 |  |  | Withdrawn
C/2010/0288/F | 2010-05-25 | Causeway Coast and Glens | Single wind turbine | Wind turbine (18metres to hub, 23metres to blade tip, 10metre blade diameter). Grade Ref: | 153 metres SW of 120 Killyvally Road, Garvagh. | 287497 | 414211 | Approved | 2010/11 | 2010-09-21 |  |  | Approved
E/2010/0155/F | 2010-05-25 | Causeway Coast and Glens | Single wind turbine | Proposed installation of 22.5m high wind turbine | Approximately 200m NE of 54a Glenshesk Road, Ballycastle | 313459 | 439635 | Approved | 2012/13 | 2013-03-15 |  |  | Approved
K/2010/0318/F | 2010-05-25 | Fermanagh and Omagh | Single wind turbine | Proposed 225kw wind turbine tower height 30m | 200M NE of 356 Curr Road, Ballygawley | 254753 | 361961 | Refused | 2010/11 | 2010-11-17 |  |  | Refused
R/2010/0439/F | 2010-05-26 | Newry, Mourne and Down | Single wind turbine | Small wind turbine - 25 metres. | 137 Ballynoe Road, Ballynoe, Downpatrick BT30 8AR. | 348381 | 339921 | Refused | 2010/11 | 2010-10-28 |  |  | Refused
S/2010/0443/F | 2010-05-26 | Lisburn and Castlereagh | Single wind turbine | 18m wind turbine. | 120m SW of No 30 Church Road Boardmills | 335000 | 359408 | Withdrawn | 2012/13 | 2012-09-27 |  |  | Withdrawn
G/2010/0345/F | 2010-05-27 | Mid and East Antrim | Single wind turbine | Erection of 250kw wind turbine with a tower height of 40m | Approx 280m North East of 118 Deerfin Road, Ballymena | 319267 | 401902 | Withdrawn | 2011/12 | 2011-10-11 |  |  | Withdrawn
G/2010/0346/F | 2010-05-27 | Mid and East Antrim | Single wind turbine | Erection of a 100KW Wind Turbine with a tower height of 32m | Approx 200m North East of 31 Tullygrawley Road_x000D_ Cullybackey_x000D_ | 307742 | 407103 | Approved | 2012/13 | 2012-08-09 |  |  | Approved
H/2010/0256/F | 2010-05-27 | Mid Ulster | Single wind turbine | Proposed domestic wind turbine, 1 gaia-wind 11kw turbine (18m lattice tower construction) | 46m NE 57 Culnady Road, Upperlands | 287618 | 403131 | Approved | 2010/11 | 2010-11-08 |  |  | Approved
L/2010/0416/F | 2010-05-27 | Fermanagh and Omagh | Single wind turbine | Small Wind Turbine - 24 mtr hub height | 26 Ballyhoe Road Cloncallick Newtownbutler BT92 6DA | 246741 | 320674 | Approved | 2010/11 | 2010-11-02 |  |  | Approved
Q/2010/0249/F | 2010-05-27 | Armagh, Banbridge and Craigavon | Single wind turbine | Erection of wind turbine | 400 metres North of 13 Moss Road, Banbridge. | 313062 | 339296 | Approved | 2010/11 | 2010-09-22 |  |  | Approved
A/2010/0391/F | 2010-05-28 | Derry and Strabane | Single wind turbine | Erection of wind turbine 21m high to service existing domestic dwelling | Lands at no. 31 Crockmore Road, Derry | 255183 | 400292 | Approved | 2012/13 | 2012-04-04 |  |  | Approved
C/2010/0297/F | 2010-05-28 | Causeway Coast and Glens | Single wind turbine | Proposed installation of wind turbine. (22.5metres to hub, 32.6metres to blade tip, 17.5 metres blade diameter). | Approx. 240m South of 15 Kiltinney Road_x000D_ Coleraine (Grid Ref: 84185 35587)_x000D_ | 284294 | 435571 | Approved | 2012/13 | 2012-08-01 |  |  | Approved
H/2010/0257/F | 2010-05-28 | Mid Ulster | Single wind turbine | Proposed Domestic Wind Turbine, 1 Gaia Wind 11kW Turbine (18 m Lattice Tower Construction) | 102 m SEof 1 Brackagh Road, Brackagh Slieve Gallion, Desertmartin | 284263 | 389556 | Approved | 2010/11 | 2010-10-15 |  |  | Approved
L/2010/0418/F | 2010-05-28 | Fermanagh and Omagh | Single wind turbine | Proposed erection of a 31m hub height vestas V27 225KW wind turbine for export to the grid | Site 403m SE of 27 Kilsmullen Road, Largy Hill, Lack, Enniskillen | 226951 | 365713 | Refused | 2010/11 | 2011-03-21 |  |  | Refused
L/2010/0419/F | 2010-05-28 | Fermanagh and Omagh | Single wind turbine | Proposed erection of a 31m hub height vestas V27 225KW wind turbine for export to the grid | Site 204m NE of 61 Castlederg Road, Drumbrick, Ederney | 222092 | 367317 | Approved | 2010/11 | 2011-02-18 |  |  | Approved
G/2010/0356/F | 2010-06-01 | Mid and East Antrim | Single wind turbine | 250 KW Wind Turbine on a 40 metre tower for the production of electricity. | 400m West of 7 Craigstown Road, Moorfields | 317438 | 398439 | Withdrawn | 2010/11 | 2011-01-18 |  |  | Withdrawn
N/2010/0303/F | 2010-06-01 | Armagh, Banbridge and Craigavon | Single wind turbine | Installation of 250 kv wind turbine on 36.6m high free standing steel mast | 37 Lisnasure Road, Donaghcloney | 314252 | 354061 | Refused | 2011/12 | 2012-03-30 |  |  | Refused
Q/2010/0256/F | 2010-06-01 | Armagh, Banbridge and Craigavon | Single wind turbine | Erection of 30 metre high wind turbine | 200 metres north west of 30 Gransha Road, Dromara | 325261 | 345460 | Approved | 2010/11 | 2010-09-22 |  |  | Approved
C/2010/0299/F | 2010-06-02 | Causeway Coast and Glens | Single wind turbine | Erection of a 250Kw wind turbine. (40 metre to hub, 56.5 to blade tip, 30 metre blade diameter). Grid Ref 286321 413562 | Approx. 160m north of 72 Kurin Road_x000D_ Garvagh_x000D_ | 286292 | 413514 | Approved | 2011/12 | 2011-05-19 |  |  | Approved
J/2010/0198/F | 2010-06-02 | Derry and Strabane | Single wind turbine | Erection of a 250kw wind turbine with a tower height of 31m. | Approx. 70m. south of 34 Claremore Road, Castlederg | 227042 | 379738 | Approved | 2011/12 | 2011-05-27 |  |  | Approved
E/2010/0164/F | 2010-06-03 | Causeway Coast and Glens | Single wind turbine | Proposed wind turbine (23m to hub) (150kw) | Adjacent to 85 Ballyemon Road, Cushendall | 321891 | 425686 | Approved | 2012/13 | 2012-10-11 |  |  | Approved
F/2010/0190/F | 2010-06-04 | Mid and East Antrim | Single wind turbine | Proposed erection of a 31m hub height (42.6m to tip) 225 KW vestas V27 wind turbine to serve poultry farm and export surplus to grid. | Site 253m North West of 55 Carnalbanagh Road, Glenarm, Ballymena | 326225 | 407752 | Approved | 2011/12 | 2011-08-04 |  |  | Approved
G/2010/0363/F | 2010-06-04 | Mid and East Antrim | Single wind turbine | Proposed erection of a 25m hub height 19.2m blade diameter Endurance E- 3120 wind turbine to serve engineering business and export to grid | Site 107m North of 209 Rathkeel Road, Moorfields, Ballymena | 321363 | 399793 | Approved | 2014/15 | 2014-05-07 |  |  | Approved
I/2010/0268/F | 2010-06-04 | Mid Ulster | Single wind turbine | Proposed erection of a 31m Vestos V27 225kw Wind Turbine to serve for export to the grid | Site 335 metres North West of 30 Limehill Road, Pomeroy Co. Tyrone | 268556 | 373359 | Approved | 2011/12 | 2011-10-20 |  |  | Approved
K/2010/0343/F | 2010-06-07 | Fermanagh and Omagh | Single wind turbine | Proposed 225kw wind turbine-tower height 30m | 545m SE of 32 Liscabble Road, Newtownstewart | 246218 | 385195 | Refused | 2010/11 | 2010-12-15 |  |  | Refused
D/2010/0170/F | 2010-06-08 | Causeway Coast and Glens | Single wind turbine | Erection of a 225Kw wind turbine with tower height of 31m. | Approx. 220m South East of 40 Carncullagh Road, Dervock, Ballymoney | 298116 | 431777 | Approved | 2010/11 | 2010-11-26 |  |  | Approved
I/2010/0266/F | 2010-06-08 | Mid Ulster | Single wind turbine | Erection of a 20KW Wind Turbine with a tower height of 20m. | Approx. 110m. South West of 29 Crancussy Road, Dunamore, Cookstown | 267478 | 378504 | Approved | 2011/12 | 2012-01-16 |  |  | Approved
G/2010/0378/F | 2010-06-09 | Mid and East Antrim | Single wind turbine | Proposed domestic wind turbine, 1 Gaia-Wind 11KW turbine (18m tubular tower construction) | 88m NW of 26 Lisnafillon Road, Lisnafillon, Ballymena | 306252 | 402133 | Approved | 2011/12 | 2011-06-20 |  |  | Approved
J/2010/0216/F | 2010-06-09 | Derry and Strabane | Single wind turbine | Proposed erection of a 31m hub vestas V 27 225 KW wind turbine to serve for export to the grid | Site 470 metres south of 25a Cavanlee Road Strabane | 237029 | 394250 | Approved | 2011/12 | 2011-11-07 |  |  | Approved
K/2010/0366/F | 2010-06-09 | Fermanagh and Omagh | Single wind turbine | Proposed erection fo a 31m hub height vestas v27 kw wind turbine to serve for export to the grid | Site 240 metres east north east of 87 Killyliss Road, Fintona, Omagh BT78 2LL | 240544 | 360523 | Withdrawn | 2010/11 | 2010-12-22 |  |  | Withdrawn
D/2010/0177/F | 2010-06-10 | Causeway Coast and Glens | Single wind turbine | Proposed wind turbine (49 metres to hub). | 150 Bann Road, Ballymoney | 291063 | 422838 | Approved | 2010/11 | 2010-10-04 |  |  | Approved
J/2010/0219/F | 2010-06-11 | Derry and Strabane | Single wind turbine | Erection of 50k/w wind turbine, hub height 30 metres and rotor blade diameter 19.2metres, to serve electricity grid (amended proposal and associated noise report) | 340m North of 103 Orchard Road, Strabane. | 229977 | 390026 | Approved | 2011/12 | 2011-08-01 |  |  | Approved
K/2010/0357/F | 2010-06-11 | Fermanagh and Omagh | Single wind turbine | Proposed erection of 225kw wind turbine (30m from ground level to hub) | Approx 750m north east of no. 128 Crockanbuoy Road, Greencastle | 255878 | 385452 | Approved | 2010/11 | 2010-12-15 |  |  | Approved
K/2010/0367/F | 2010-06-11 | Fermanagh and Omagh | Single wind turbine | Proposed Erection of 31m hub height 225kw Vestas V27 Wind Turbine to serve for export to the grid. | Site 277 meters North East of 49B Gargadis Road Trillick Co Tyrone. | 232464 | 356786 | Approved | 2010/11 | 2010-10-25 |  |  | Approved
W/2010/0356/F | 2010-06-11 | Ards and North Down | Single wind turbine | Proposed domestic wind turbine, 1 Gaia-Wind 11KW Turbine (18m Lattice Tower Construction). | 90m SE of 188 Springwell Road, Groomsport, Bangor, BT19 6LY. | 354924 | 381255 | Approved | 2010/11 | 2010-09-23 |  |  | Approved
J/2010/0231/F | 2010-06-14 | Derry and Strabane | Single wind turbine | Proposed 225kw wind turbine under PPS18, 30m to hub and 27m blade diameter | 320m North East of 17 Carrigans Road, Newtownstewart, Strabane. | 241932 | 385318 | Refused | 2011/12 | 2011-06-29 |  |  | Refused
J/2010/0232/F | 2010-06-14 | Derry and Strabane | Single wind turbine | Proposed 226kw wind turbine under PPS18, 30 metre to hub and 27 metre blade diameter | 300metres east of 17 Carrigans Road, Newtownstewart, Strabane. | 241976 | 385226 | Refused | 2011/12 | 2011-06-29 |  |  | Refused
J/2010/0220/F | 2010-06-15 | Derry and Strabane | Single wind turbine | Erection of 30m hub height wind turbine | 150m east of 66A Bearney Road, Dernalebe, Strabane | 236661 | 392035 | Refused | 2010/11 | 2010-11-03 |  |  | Refused
F/2010/0208/F | 2010-06-16 | Mid and East Antrim | Single wind turbine | Erection of a 31 m hub height 225 kw Vestas V27 Wind Turbine for export to the grid | Site 187m south east of 30 Loughdoo Road_x000D_ Glenarm_x000D_ Larne_x000D_ | 331833 | 407356 | Approved | 2012/13 | 2012-07-06 |  |  | Approved
L/2010/0465/F | 2010-06-16 | Fermanagh and Omagh | Single wind turbine | Proposed erection of a 31m hub height vestas u27 225kw wind turbine for export to the grid | Site 500m South West of 27 Kilsmullen Road, Largy Hill, Lack, Enniskillen | 226659 | 365594 | Refused | 2010/11 | 2011-03-22 |  |  | Refused
M/2010/0501/F | 2010-06-16 | Mid Ulster | Single wind turbine | Proposed new GAIA wind turbine with a hub height of 18.3 and a blade tip height of 24.8m to serve grid | 80M North West from 15 Tullyarron Road Donaghmore BT70 3HQ | 276409 | 366440 | Approved | 2010/11 | 2010-10-13 |  |  | Approved
N/2010/0345/F | 2010-06-16 | Armagh, Banbridge and Craigavon | Single wind turbine | Erection of wind turbine (30 metres high) | 581 metres South West of 30 Ballynabragget Road, Waringstown | 309901 | 351859 | Withdrawn | 2011/12 | 2012-02-27 |  |  | Withdrawn
N/2010/0347/F | 2010-06-16 | Armagh, Banbridge and Craigavon | Single wind turbine | Erection of wind turbine (30m high) | Laurel Hill 58 Ballynabragget Road, Donaghcloney, Clare, Craigavon (62 mtrs north west of dwelling) | 310953 | 352269 | Withdrawn | 2011/12 | 2011-12-02 |  |  | Withdrawn
D/2010/0190/F | 2010-06-17 | Causeway Coast and Glens | Single wind turbine | Amended Proposal to include reduction in height of 50kW wind turbine from 45m to 34.3m and micro-siting of turbine (revised ownership certificate) | 975 metres North of Corkey Quarry, 160 Corkey Road, Loughgiel | 309392 | 422550 | Refused | 2014/15 | 2015-01-15 |  |  | Refused
D/2010/0211/F | 2010-06-17 | Causeway Coast and Glens | Single wind turbine | Small to medium 30m wind turbine | 432 metres SE 11 Inshinagh Lane_x000D_ Bendooragh_x000D_ Ballymoney]_x000D_ | 293720 | 422975 | Approved | 2010/11 | 2011-03-16 |  |  | Approved
J/2010/0233/F | 2010-06-17 | Derry and Strabane | Single wind turbine | Proposed 225kw wind turbine - Highest point 45m | 350m N of 30 Aghnahoo Road, Killeter, Castlederg, Strabane. | 221342 | 379308 | Approved | 2010/11 | 2010-11-10 |  |  | Approved
Q/2010/0296/F | 2010-06-17 | Armagh, Banbridge and Craigavon | Single wind turbine | Erection of 30m high wind turbine | 240m North West of 33 Dublin Hill Road, Dromore | 317477 | 354793 | Approved | 2010/11 | 2010-10-20 |  |  | Approved
C/2010/0336/F | 2010-06-18 | Causeway Coast and Glens | Single wind turbine | Erection of a wind turbine with a tower height of 31m (Amended location and description). | Approx. 180m south of 42 Glen Road_x000D_ Garvagh_x000D_ | 280453 | 412357 | Approved | 2012/13 | 2012-11-02 |  |  | Approved
K/2010/0377/F | 2010-06-18 | Fermanagh and Omagh | Single wind turbine | Proposed 225kw wind turbine tower height 40m | 320m south west of 65 Quarry Road, Carrickmore, Omagh | 261164 | 371432 | Approved | 2010/11 | 2010-09-17 |  |  | Approved
M/2010/0498/F | 2010-06-18 | Mid Ulster | Single wind turbine | A 31m hub height, 225kw vestas V27 wind turbine for export to the grid | Site 270m South of 174 Omagh Road, Ballygawley | 258057 | 359252 | Withdrawn | 2010/11 | 2011-03-28 |  |  | Withdrawn
H/2010/0288/F | 2010-06-22 | Mid Ulster | Wind farm | Erection of 2 no. 250KW wind turbines with a hub height of 30m - alterations to previous approval ref - H/2003/0578/F | 300m South West of The Rock, 11 Drumard Road, Knockloughrim, Magherafelt | 290085 | 397817 | Approved | 2011/12 | 2011-07-22 |  |  | Approved
L/2010/0481/F | 2010-06-22 | Fermanagh and Omagh | Single wind turbine | Installation of 250kw wind turbine on 36.6m high free standing steel mast. | Drumhoney Lane, Lisnarick | 219888 | 357550 | Refused | 2010/11 | 2011-03-02 |  |  | Refused
O/2010/0406/F | 2010-06-22 | Armagh, Banbridge and Craigavon | Single wind turbine | Installation of 50kw wind turbine on 36.6m high free standing steel mast | 9 College Hall Lane Tynan Killylea Caledon | 277011 | 344377 | Approved | 2012/13 | 2012-07-10 |  |  | Approved
Q/2010/0302/F | 2010-06-22 | Armagh, Banbridge and Craigavon | Single wind turbine | Installation of 50kw wind turbine on 30.5m high free standing steel mast | 100 metres North East of 25 Banbridge Road, Rathfriland | 320013 | 335176 | Approved | 2010/11 | 2010-12-29 |  |  | Approved
Q/2010/0305/F | 2010-06-22 | Armagh, Banbridge and Craigavon | Single wind turbine | Erection of 20kw wind turbine on 24m high mast for use at dwelling & workshop/garage | 40m north of 19A Drummiller Lane, Gilford | 306974 | 344667 | Approved | 2010/11 | 2011-01-25 |  |  | Approved
R/2010/0516/F | 2010-06-22 | Newry, Mourne and Down | Single wind turbine | Installation of 250 KW wind turbine on 36.6m high free standing steel mast. | 134 Carrickmannon Road, Raffery, Crossgar, Co Down, BT30 9NL. | 346133 | 359023 | Refused | 2010/11 | 2011-01-26 |  |  | Refused
R/2010/0517/F | 2010-06-22 | Newry, Mourne and Down | Single wind turbine | Installation of 50kw wind turbine on 36.6m high free standing steel mast. | 134 Carrickmannon Road Raffery Crossgar Co Down BT30 9NL. | 345842 | 359157 | Refused | 2010/11 | 2011-01-26 |  |  | Refused
S/2010/0536/F | 2010-06-22 | Lisburn and Castlereagh | Single wind turbine | Installation of 330kw wind turbine on 36.1m high free standing steel tower (overall height 53.71m) | 6 Spirehill Road Hillsborough Co Down BT26 6LU. | 327828 | 357937 | Refused | 2012/13 | 2012-04-04 |  |  | Refused
A/2010/0442/F | 2010-06-23 | Derry and Strabane | Single wind turbine | Erection of 23.4m high V19 domestic wind turbine | Lands 360m NW of 579 Baranailt Road, Claudy | 254726 | 408998 | Approved | 2012/13 | 2012-11-12 |  |  | Approved
C/2010/0342/F | 2010-06-23 | Causeway Coast and Glens | Single wind turbine | Erection of 20Kw C&F wind turbine on 20.6m high tower | Adjacent - 19 Farranlester Road, Coleraine | 283553 | 430502 | Approved | 2010/11 | 2011-01-05 |  |  | Approved
G/2010/0399/F | 2010-06-23 | Mid and East Antrim | Single wind turbine | Erection of 1 No. 250 KW wind turbine with a hub height of 40 m. | 440 m South West of 146 Longmore, Broughshane, Ballymena | 313265 | 411403 | Approved | 2011/12 | 2011-12-07 |  |  | Approved
G/2010/0400/F | 2010-06-23 | Mid and East Antrim | Single wind turbine | Erection of 1 No. 250 KW Wind Turbine with a hub height of 40 m. | 230 m East of 61 Ballylig Road, Broughshane, Ballymena | 318998 | 410531 | Refused | 2011/12 | 2011-08-17 |  |  | Refused
G/2010/0401/F | 2010-06-23 | Mid and East Antrim | Single wind turbine | Erection of 225Kw wind turbine with a hub height of 30 metres | 400m South West of 61 Ballylig Road, Broughshane | 318380 | 410415 | Approved | 2011/12 | 2012-01-16 |  |  | Approved
J/2010/0239/F | 2010-06-23 | Derry and Strabane | Single wind turbine | Wind Turbine (6KV) on a 15 Metre Monopole | New Build, 240 M North East of 101 Moorlough Road, Glenmornan, Strabane | 242030 | 399780 | Approved | 2010/11 | 2010-08-11 |  |  | Approved
K/2010/0388/F | 2010-06-23 | Fermanagh and Omagh | Single wind turbine | Proposed erection of 225kw Wind Turbine (30m from ground level to hub) | Approx. 250m East of 70 Aghascrebagh Road (Accessing onto Gorticashel Road) Greencastle Co Tyrone | 262946 | 383226 | Withdrawn | 2010/11 | 2011-01-14 |  |  | Withdrawn
P/2010/0765/F | 2010-06-23 | Newry, Mourne and Down | Single wind turbine | Installation of 250kw wind turbine on 36.6m high free standing steel mast | 19 Ballyardle Road, Kilkeel | 328214 | 313798 | Refused | 2010/11 | 2010-10-22 |  |  | Refused
K/2010/0394/F | 2010-06-24 | Fermanagh and Omagh | Single wind turbine | Proposed Wind Turbine 225 kw (30m Hub Height) | Site 230m North East of 47 Culvacullion Road, Gortin, Omagh | 249437 | 387303 | Approved | 2011/12 | 2011-06-15 |  |  | Approved
G/2010/0403/F | 2010-06-25 | Mid and East Antrim | Single wind turbine | Erection of a 250 kw wind turbine with a tower height of 40 m. | Approx 420 m North East of 87 Caddy Road, Randalstown | 308811 | 395298 | Withdrawn | 2012/13 | 2012-06-19 |  |  | Withdrawn
A/2010/0459/F | 2010-06-28 | Derry and Strabane | Single wind turbine | Erection of a 225kw wind turbine with a tower height of 31m (amended description) | 555m NNE of 81 Slieveboy Road Claudy | 255640 | 402959 | Approved | 2013/14 | 2013-05-28 |  |  | Approved
T/2010/0310/F | 2010-06-28 | Antrim and Newtownabbey | Single wind turbine | New 20kW Wind Turbine on an 18m monopole structure with a concrete hardstanding | Rear garden site 75m north of dwelling at 216 Ballymena Road Doagh | 320688 | 393652 | Refused | 2010/11 | 2010-09-07 |  |  | Refused
F/2010/0228/F | 2010-06-30 | Strategic Planning Division | Single wind turbine | Proposed 20KW single 18m high post wind turbine with 10m diameter blade | 9 Starbog Road, Kilwaughter, Larne | 335466 | 400789 | Approved | 2013/14 | 2013-08-14 |  |  | Approved
F/2010/0231/F | 2010-07-01 | Mid and East Antrim | Single wind turbine | Proposed single wind turbine 50KW 24m high (approx) | 310m (approx) South East of 49 Deerpark Road, Glenarm | 329208 | 408076 | Approved | 2011/12 | 2011-11-17 |  |  | Approved
G/2010/0428/F | 2010-07-01 | Mid and East Antrim | Single wind turbine | Proposed 250KW 50m Wind Turbine (1No.) | 720m approx North East of 4 Glenhead Road, Glenwherry, Ballymena | 324509 | 400359 | Refused | 2012/13 | 2012-10-10 |  |  | Refused
G/2010/0438/F | 2010-07-01 | Mid and East Antrim | Single wind turbine | Proposed erection of a 31m Vestas V27 225 KW wind turbine to serve for export to the grid | Approx 300m south east of No.25 Skerdan Road, Portglenone | 300173 | 406592 | Approved | 2011/12 | 2011-10-17 |  |  | Approved
H/2010/0299/F | 2010-07-01 | Mid Ulster | Single wind turbine | Proposed erection of a 31m Vestas V27 225KW wind turbine to serve for export to the grid | Approx 190m South West of No 14 Broagh Road, Knockloughrim | 290381 | 395761 | Withdrawn | 2011/12 | 2011-08-15 |  |  | Withdrawn
O/2010/0426/F | 2010-07-01 | Armagh, Banbridge and Craigavon | Single wind turbine | Proposed new C&F Green Energy CF20 (20kw) wind turbine on a 20m mast | 200m south east of No.18 Rockstown Road, Clady Beg, Armagh | 294115 | 333739 | Approved | 2011/12 | 2011-11-16 |  |  | Approved
R/2010/0555/F | 2010-07-01 | Newry, Mourne and Down | Single wind turbine | 30 metre wind turbine mast in substitution of existing 15 metre domestic wind turbine approved under R/2008/0883/F. | 63 Dundrinne Road, Castlewellan BT31 9EL. | 335469 | 334919 | Approved | 2010/11 | 2011-02-11 |  |  | Approved
G/2010/0431/F | 2010-07-02 | Mid and East Antrim | Single wind turbine | Erection of a Bonus 150KW" wind turbine height 30m. Colour light grey | 240m North of 82 Buckna Road, Broughshane | 319670 | 407703 | Approved | 2011/12 | 2011-09-13 |  |  | Approved
G/2010/0432/F | 2010-07-02 | Mid and East Antrim | Single wind turbine | Erection of a Bonus 150kw" wind turbine height 30m (Colour light grey) | 300m NE of 5 Clooney Road, Ahoghill, Ballymena | 304602 | 397701 | Approved | 2011/12 | 2011-10-17 |  |  | Approved
K/2010/0416/F | 2010-07-02 | Fermanagh and Omagh | Single wind turbine | Installation of 50kw wind turbine on 36.6m high free standing steel mast and associated turbine control building | 422m south of 27 Barnaghs Road, Inishative, Sixmilecross Co Tyrone | 265563 | 367360 | Approved | 2010/11 | 2010-10-21 |  |  | Approved
O/2010/0430/F | 2010-07-02 | Armagh, Banbridge and Craigavon | Single wind turbine | Proposed domestic wind turbine, 1 gaia wind 11 kv turbine (18 lattice tower construction) | 119 metres south of 26 Mullaghglass Road, Scarva | 305240 | 342836 | Withdrawn | 2010/11 | 2011-03-16 |  |  | Withdrawn
I/2010/0326/F | 2010-07-05 | Mid Ulster | Single wind turbine | Proposed Wind Turbine, 1 Gaia-wind 11kw Turbine (18.3m Lattice Tower Construction) to support existing farm business | 110m SW of 55 Littlebridge Road, Moneymore | 287577 | 378520 | Approved | 2010/11 | 2011-01-26 |  |  | Approved
J/2010/0256/F | 2010-07-05 | Derry and Strabane | Single wind turbine | Erection of 1 No. 250KW Wind Turbine with a Hub Height of 30m | 720m South of 99 Curlyhill Road, Strabane | 237797 | 397422 | Withdrawn | 2010/11 | 2011-02-21 |  |  | Withdrawn
J/2010/0257/F | 2010-07-05 | Derry and Strabane | Single wind turbine | Erection of 1 no 250kw wind turbine with a hub height of 30m | 730m south west of 99 Curlyhill Road, Strabane (amended address) | 237674 | 397497 | Withdrawn | 2010/11 | 2011-02-21 |  |  | Withdrawn
J/2010/0263/F | 2010-07-05 | Derry and Strabane | Single wind turbine | Erection of 1 No. 250kw wind turbine with a hub height of 30 metres | 800m South West of 99 Curlyhill Road, Strabane (amended address) | 237542 | 397539 | Withdrawn | 2010/11 | 2011-02-21 |  |  | Withdrawn
T/2010/0319/F | 2010-07-05 | Antrim and Newtownabbey | Single wind turbine | Proposed 225KW Wind Turbine | Site 218m east of No 20 Greenhill Road, Ballyutoag | 327149 | 377417 | Approved | 2011/12 | 2011-04-07 |  |  | Approved
E/2010/0197/F | 2010-07-06 | Causeway Coast and Glens | Single wind turbine | Erection of a 250Kw wind turbine with a tower height of 40m. (To serve existing dairy farm) | Approx. 390m west of 31 Drumnagee Road, Bushmills | 299085 | 441925 | Refused | 2011/12 | 2011-11-07 |  |  | Refused
G/2010/0444/F | 2010-07-07 | Mid and East Antrim | Single wind turbine | Erection of a 250KW wind turbine with a tower height of 40m (to serve existing farm) | Approx 150m North West of 84 Old Frocess Road, Cloughmills | 306642 | 415202 | Withdrawn | 2012/13 | 2013-02-01 |  |  | Withdrawn
J/2010/0264/F | 2010-07-07 | Derry and Strabane | Single wind turbine | Erection of a 6KW wind turbine with a tower height of 15m | Approx. 30m. South West of 32 Claremore Road, Castlederg | 227214 | 379657 | Approved | 2010/11 | 2010-08-26 |  |  | Approved
J/2010/0267/F | 2010-07-07 | Derry and Strabane | Single wind turbine | Erection of a 250kw Wind Turbine with a Tower Height of 40m. (To serve existing farm) | Approx. 250m South East of 10 Foggyhill Road, Killen, Castlederg. | 223897 | 382068 | Approved | 2010/11 | 2010-10-07 |  |  | Approved
H/2010/0311/F | 2010-07-09 | Mid Ulster | Single wind turbine | Erection of a wind turbine, type Wind Technik Nord on a 30m tower. | Lislea Townland, 50m South of No 139 Moneygran Road, Portglenone | 294650 | 407680 | Refused | 2014/15 | 2015-02-06 |  |  | Refused
P/2010/0874/F | 2010-07-09 | Newry, Mourne and Down | Single wind turbine | Erect wind turbine in substitution to that approved under planning reference P/2007/0647/F | 100m South South West of no 27 Ballynahatten Road, Kilkeel | 328212 | 312258 | Approved | 2010/11 | 2011-01-13 |  |  | Approved
F/2010/0249/F | 2010-07-14 | Mid and East Antrim | Single wind turbine | Erection of a 'Bonus 150KW' Wind Turbine height 30 m, colour light grey | South East of No 11 Gobbins Brae, Islandmagee, Larne | 347973 | 397168 | Withdrawn | 2011/12 | 2012-03-30 |  |  | Withdrawn
J/2010/0269/F | 2010-07-14 | Derry and Strabane | Single wind turbine | Proposed erection of 250k/w wind turbine (hub height 30m) to serve electricity grid | 105m North East of 29 Erganagh Road, Castlederg, Strabane. | 228440 | 386120 | Approved | 2010/11 | 2010-10-07 |  |  | Approved
J/2010/0270/F | 2010-07-15 | Derry and Strabane | Single wind turbine | Proposal to erect a 20Kw wind turbine to power existing offices on site and export the excess to the national grid. The hub height of turbine is 15mtr with a 12mtr blade diameter. The turbine is erected on a self supporting mono pole. | NGS Energy (NI) Ltd, 293 Melmount Road, Victoria Bridge, Strabane, County Tyrone | 235417 | 389959 | Refused | 2011/12 | 2011-07-07 |  |  | Refused
P/2010/0889/F | 2010-07-15 | Newry, Mourne and Down | Single wind turbine | Erection of 18 metre wind turbine | 20 Upper Knockbarragh Road, Rostrevor | 316520 | 320778 | Approved | 2010/11 | 2010-09-24 |  |  | Approved
D/2010/0218/F | 2010-07-16 | Causeway Coast and Glens | Single wind turbine | Wind Turbine (36metres to hub) in association with McGuckians Milling Company to supersede that previously approved under planning Ref: D/2009/0295/F. | 29 Drumbare Road, Cloughmills. | 306469 | 417375 | Approved | 2010/11 | 2011-01-21 |  |  | Approved
H/2010/0315/F | 2010-07-16 | Mid Ulster | Single wind turbine | Erection of a 50 KW Wind Turbine with a tower height of 30 m. | Approximately 60m North East of 140 Kilrea Road, Upperlands | 288810 | 405909 | Withdrawn | 2011/12 | 2011-11-23 |  |  | Withdrawn
J/2010/0273/F | 2010-07-16 | Derry and Strabane | Single wind turbine | Erection of a 250kw wind turbine with a tower height of 40m (To serve existing farm & grid) | Approx 230m East of 26 Freughlough Road, Castlederg | 227209 | 386452 | Approved | 2011/12 | 2011-11-03 |  |  | Approved
B/2010/0236/F | 2010-07-19 | Causeway Coast and Glens | Single wind turbine | Erection of a 250kw wind turbine with a tower height of 31 metres | Approx. 1450 metres south of Formil Bridge, Gelvin Road, Garvagh | 277851 | 410900 | Approved | 2012/13 | 2012-07-02 |  |  | Approved
C/2010/0400/F | 2010-07-19 | Causeway Coast and Glens | Single wind turbine | Proposed wind turbine with 18m hub height on a monopole tower | 210m S.W of 185 Mussenden Road, Articlave, Castlerock | 277762 | 434281 | Withdrawn | 2011/12 | 2011-04-21 |  |  | Withdrawn
D/2010/0224/F | 2010-07-20 | Causeway Coast and Glens | Single wind turbine | Erection of 1 No. 250 Kw wind turbine with a hub height of 30m | 150m North West of 294 Gortgole Road Rasharkin | 296162 | 409798 | Approved | 2011/12 | 2012-03-20 |  |  | Approved
Q/2010/0344/F | 2010-07-20 | Armagh, Banbridge and Craigavon | Single wind turbine | Erection of 250 kw wind turbine on a tower 35m high | Approximately 250m east of 40 Gransha Road, Dromara | 325453 | 344886 | Approved | 2010/11 | 2010-11-22 |  |  | Approved
G/2010/0475/F | 2010-07-21 | Mid and East Antrim | Single wind turbine | Erection of 1No. 225 kW turbine with a hub height of 30m | 240m North of 98 Longmore Road, Broughshane | 316846 | 411553 | Approved | 2011/12 | 2012-03-23 |  |  | Approved
M/2010/0568/F | 2010-07-21 | Mid Ulster | Single wind turbine | Proposed wind turbine, 1 Gaia-wind 11kw Turbine (18.3m Lattice Tower Construction) to support existing domestic dwelling. | 175 metres south-east of 28a Tullyaran Road, Donaghmore, Dungannon | 275644 | 367584 | Approved | 2010/11 | 2010-11-17 |  |  | Approved
R/2010/0609/F | 2010-07-21 | Newry, Mourne and Down | Single wind turbine | Proposed Wind Turbine, 1 Gaia-Wind 11kw Turbine (18.3m Tube Tower Construction) to support existing Rugby Football Club. | 200 metres South-West of Ballynahinch Rugby Football Club, Ballymacarn Park, Mountview Road, Ballynahinch, BT24 8JR. | 335431 | 350505 | Approved | 2010/11 | 2010-11-29 |  |  | Approved
J/2010/0278/F | 2010-07-22 | Derry and Strabane | Single wind turbine | 225kw wind turbine, tower height 30metres. | 350m NE of 2 Brownhill Park, Glenmornan. | 241709 | 399824 | Withdrawn | 2010/11 | 2011-01-25 |  |  | Withdrawn
L/2010/0583/F | 2010-07-22 | Fermanagh and Omagh | Single wind turbine | Small-medium sized wind turbine - 30m hub height. | 170m West of farmbuildings, Derryaghna, Letterbreen, Enniskillen, Co Fermanagh, BT74 9BH | 219250 | 338704 | Withdrawn | 2010/11 | 2011-01-17 |  |  | Withdrawn
A/2010/0513/F | 2010-07-23 | Derry and Strabane | Single wind turbine | Erection of 1 wind turbine with a hub height of 30 metres and a blade diameter of 23 metres. | 230 metres East of 57 Barnes Road, Claudy | 261338 | 400555 | Approved | 2012/13 | 2012-06-20 |  |  | Approved
E/2010/0210/F | 2010-07-23 | Causeway Coast and Glens | Single wind turbine | Proposed ACSA A29/225kw wind turbine with 30 metre hub height. | Site on Red Road, 810 metres from the junction of Moycraig Road, Dunseverick, Bushmills. | 301040 | 442295 | Withdrawn | 2011/12 | 2011-04-11 |  |  | Withdrawn
K/2010/0457/F | 2010-07-23 | Fermanagh and Omagh | Single wind turbine | Proposed 50kw wind turbine (30m hub height) to serve applicants dwelling & farm business. | Site 235m North of 16 Castleroddy Road Dunbreen Omagh | 245817 | 381556 | Approved | 2010/11 | 2010-10-25 |  |  | Approved
H/2010/0345/F | 2010-07-26 | Mid Ulster | Single wind turbine | 225KW wind turbine (30m hub) to serve factory & export surplus to grid | 330m SW of 50 Creagh Road, Toomebridge | 296356 | 390222 | Approved | 2011/12 | 2011-10-17 |  |  | Approved
J/2010/0282/F | 2010-07-26 | Derry and Strabane | Single wind turbine | Erection of a 225kw wind turbine with a tower height of 40m. | Approx 420m East of 62a Castlewarren Road, Dunamanagh, Strabane. | 246802 | 406142 | Approved | 2011/12 | 2011-11-03 |  |  | Approved
L/2010/0588/F | 2010-07-26 | Fermanagh and Omagh | Single wind turbine | Erection of a 250KW wind turbine with tower height of 40m (to Serve Existing Farm) | Foydragh Cornafannoge Enniskillen (approx 850m N W of Greenhill & Drumnadagarve Road Junction) | 236085 | 342923 | Approved | 2010/11 | 2010-11-19 |  |  | Approved
M/2010/0573/F | 2010-07-26 | Mid Ulster | Single wind turbine | Proposed 225kw wind turbine (30m hub height) to serve farm & export to grid | Site 170m East of 35 Shanmaghry Road Pomeroy BT70 2TT | 270905 | 368274 | Approved | 2011/12 | 2011-04-15 |  |  | Approved
K/2010/0474/F | 2010-07-27 | Fermanagh and Omagh | Single wind turbine | Proposed erection of 1 no. 225kw wind turbine tower, height 30m and 16m blade dia. with associated site works | 50m north of 63 Gargadis Road, Trillick, Omagh, Co Tyrone | 232061 | 357003 | Approved | 2012/13 | 2013-02-27 |  |  | Approved
M/2010/0580/F | 2010-07-27 | Mid Ulster | Single wind turbine | Erection of 100kw wind turbine on 24m monopole mast to power farm, house and vehicles (electric) | Approx 30m SSE of 36 Legilly Road Greystone Dungannon BT70 1QG | 275740 | 358398 | Approved | 2010/11 | 2010-10-14 |  |  | Approved
P/2010/0927/F | 2010-07-27 | Newry, Mourne and Down | Single wind turbine | Erection of wind turbine | 250m from 7 Glen Road, Drummiller, Newry | 308358 | 331028 | Refused | 2010/11 | 2011-03-03 |  |  | Refused
P/2010/0931/F | 2010-07-27 | Newry, Mourne and Down | Single wind turbine | Wind Turbine for electricity production | 325 metres from 7 Glen Road, Drummiller, Newry, Co Down | 308554 | 331422 | Approved | 2012/13 | 2012-06-12 |  |  | Approved
M/2010/0598/F | 2010-07-28 | Mid Ulster | Single wind turbine | Proposed erection of 37m high hub height, 50KW E3120 Endurance wind turbine to export to the grid. (Amended means of access) | Site 400 metres south west of 134 Omagh Road, Glencull Seskilgreen Dungannon Co Tyrone BT70 2DN | 259022 | 358931 | Approved | 2012/13 | 2012-10-24 |  |  | Approved
Y/2010/0325/F | 2010-07-28 | Lisburn and Castlereagh | Single wind turbine | Erection of 30m wind turbine. (amended address) | Lands 430m NE of 48 Comber Road_x000D_ | 338940 | 365905 | Approved | 2011/12 | 2011-09-05 |  |  | Approved
C/2010/0419/F | 2010-07-29 | Causeway Coast and Glens | Single wind turbine | Farm diversification project for proposed new 100kw wind turbine with a mast height of 31.5 metres. (Amended proposal) | Approx 445m south south east from 40 Glen Road Garvagh | 280779 | 412482 | Approved | 2013/14 | 2013-04-15 |  |  | Approved
M/2010/0593/F | 2010-07-29 | Mid Ulster | Single wind turbine | Gaia-wind 11kw wind turbine with a hub height of 18.3m and a blade tip height of 24.8m to serve grid | 60m SSE from 15 Tullyarron Road, Donaghmore | 276506 | 366354 | Approved | 2010/11 | 2010-10-13 |  |  | Approved
M/2010/0589/F | 2010-07-30 | Mid Ulster | Single wind turbine | 24.8m height, 11kw white wind turbine with galvanised steel lattice tower for domestic use | 175m North East to the rear of No 76 Derryfubble Road, Crubinagh, Dungannon | 279703 | 357001 | Approved | 2010/11 | 2011-01-06 |  |  | Approved
L/2010/0604/F | 2010-08-02 | Fermanagh and Omagh | Single wind turbine | 250kw wind turbine - 40m hub height (export to grid) (amended description) | Mullaghkeel or Ballymackilroy, Lisnaskea | 238613 | 335027 | Withdrawn | 2010/11 | 2011-03-24 |  |  | Withdrawn
O/2010/0507/F | 2010-08-02 | Armagh, Banbridge and Craigavon | Single wind turbine | Erection of 100kw wind turbine with a tower height of 30m (to serve existing farm) | Approx. 100m south east of 34 Bachelors Walk Keady | 286228 | 335822 | Approved | 2012/13 | 2012-06-23 |  |  | Approved
O/2010/0508/F | 2010-08-02 | Armagh, Banbridge and Craigavon | Single wind turbine | Erection of a 50Kw wind turbine with a tower height of 40m ( to serve existing farm) | Approx. 180m north west of 56 Newtownhamilton Road Armagh | 288535 | 341953 | Approved | 2013/14 | 2013-05-20 |  |  | Approved
A/2010/0530/F | 2010-08-03 | Derry and Strabane | Single wind turbine | Proposed 55kw wind turbine-tower height 36m with 19.2m diameter rotor | 120m north of 64 Slieveboy Road, Claudy | 255774 | 402499 | Approved | 2012/13 | 2012-07-16 |  |  | Approved
H/2010/0349/F | 2010-08-04 | Mid Ulster | Single wind turbine | Proposed erection of 225KW wind turbine with a tower height of 30m | 287m North West of 45 Craigmore Road, Maghera | 284920 | 402150 | Approved | 2010/11 | 2011-03-23 |  |  | Approved
J/2010/0302/F | 2010-08-04 | Derry and Strabane | Single wind turbine | Erection of a 15KW wind turbine with a tower height of 15m | Approx 160m north east of 57 Castlewarren Road, Dunamanagh, Strabane. | 246510 | 405913 | Approved | 2010/11 | 2010-11-04 |  |  | Approved
T/2010/0377/F | 2010-08-04 | Antrim and Newtownabbey | Single wind turbine | Erection of 225KW Wind Turbine with a tower height of 40m (to serve existing farm) | Approx 470m South West of 178 Staffordstown Road, Randalstown | 303633 | 386825 | Approved | 2011/12 | 2011-05-06 |  |  | Approved
D/2010/0238/F | 2010-08-05 | Causeway Coast and Glens | Single wind turbine | Erection of a wind turbine with a tower height of 20m | Approx. 210m North West of 48 Loughill Road, Cloughmills | 307085 | 418726 | Approved | 2012/13 | 2012-12-05 |  |  | Approved
G/2010/0508/F | 2010-08-06 | Mid and East Antrim | Single wind turbine | Domestic scale wind turbine | 170m North East of 11 Killycoogan Road, Portglenone | 297616 | 407996 | Approved | 2011/12 | 2012-03-22 |  |  | Approved
G/2010/0509/F | 2010-08-06 | Mid and East Antrim | Single wind turbine | Domestic scale wind turbine | 140m North of 211 Townhill Road, Portglenone | 297938 | 408160 | Withdrawn | 2011/12 | 2011-10-26 |  |  | Withdrawn
K/2010/0496/F | 2010-08-06 | Fermanagh and Omagh | Single wind turbine | Proposed 50kw wind turbine tower height to centre of rotar 25m. | 110m North of 214 Whitebridge Road Carrickmore Omagh | 261849 | 367139 | Refused | 2011/12 | 2011-07-19 |  |  | Refused
U/2010/0312/F | 2010-08-06 | Antrim and Newtownabbey | Single wind turbine | Erection of single 250kW wind turbine of 32m tower height (47m to tip) | 350m South West of 191 Ballyrobert Road_x000D_ Ballyclare_x000D_ Co. Antrim_x000D_ BT39 9RJ_x000D_ | 327860 | 388740 | Approved | 2011/12 | 2011-06-27 |  |  | Approved
H/2010/0361/F | 2010-08-09 | Mid Ulster | Single wind turbine | Erection of 1 No. 100KW Wind Turbine with a hub height of 32m | 100m South of 209 Mayogall Road, Clady | 295516 | 402602 | Withdrawn | 2011/12 | 2011-07-18 |  |  | Withdrawn
H/2010/0362/F | 2010-08-09 | Mid Ulster | Single wind turbine | Erection of 1 No. 250KW Wind Turbine with a hub height of 30 metres | 270m South West of 209 Mayogall Road, Clady | 295319 | 402452 | Approved | 2011/12 | 2011-11-14 |  |  | Approved
J/2010/0303/F | 2010-08-09 | Derry and Strabane | Single wind turbine | Erection of 1 No. 250kw Wind Turbine with a hub height of 40m | 250m North West of 37 Laghel Road, Castlederg, BT81 7SX | 224128 | 381881 | Approved | 2010/11 | 2010-11-10 |  |  | Approved
J/2010/0311/F | 2010-08-09 | Derry and Strabane | Single wind turbine | A single wind turbine up to 225kw with a hub height of 31.5m and all ancillary works and associated development including hardstand and NIE kiosk | 956m south east of 90 Castlewarren Road, Castlewarren TD, Donemana, Co. Tyrone | 247258 | 406931 | Approved | 2010/11 | 2010-10-14 |  |  | Approved
P/2010/0985/F | 2010-08-09 | Newry, Mourne and Down | Single wind turbine | Erection of wind turbine | 2 Tullyquilly Road, Rathfriland, BT34 5LR | 318231 | 334438 | Approved | 2011/12 | 2011-05-04 |  |  | Approved
D/2010/0243/F | 2010-08-10 | Causeway Coast and Glens | Single wind turbine | Proposed wind turbine & mast resited to supersede previously approved under D/2004/0855/F (30m to hub). | approx. 500m N.W.N of 15 Gruig Lane, Cloughmills | 309874 | 419541 | Approved | 2010/11 | 2011-03-31 |  |  | Approved
A/2010/0541/F | 2010-08-11 | Derry and Strabane | Single wind turbine | Erection of a 225KW Wind Turbine with a tower height of 31M | Approx. 630M North East of 98A Altinure Road Park Claudy | 258363 | 403185 | Withdrawn | 2012/13 | 2013-03-27 |  |  | Withdrawn
K/2010/0505/F | 2010-08-11 | Fermanagh and Omagh | Single wind turbine | Proposed 225 kw Wind Turbine (To Replace already approved 150 kw Turbine K/2010/0037/F 30 M Hub Height | 210m South West of 139 Camlough Road, Carrickmore | 263656 | 375078 | Approved | 2010/11 | 2011-03-08 |  |  | Approved
C/2010/0441/F | 2010-08-12 | Causeway Coast and Glens | Single wind turbine | Erection of a 250kw wind turbine with tower height of 31m. | Approx. 650m south east of 159 Carrowreagh Road, Garvagh | 289807 | 416025 | Withdrawn | 2010/11 | 2011-03-24 |  |  | Withdrawn
C/2010/0442/F | 2010-08-12 | Causeway Coast and Glens | Single wind turbine | Proposed A29 225kw wind turbine, with 30metre hub | 292m North East of 247 Legavallon Road, Garvagh | 277310 | 414379 | Refused | 2012/13 | 2012-07-11 |  |  | Refused
A/2010/0546/F | 2010-08-13 | Derry and Strabane | Single wind turbine | Erection of Vesta V20, 100kw wind turbine (tower height 23.4m with blade rotor of 10m) & equipment shelter to supply energy to existing farm dwelling holding approved under ref: A/2009/0831/F. | Lands 520m NE of no. 56 Foreglen Road Claudy Co Londonderry | 253402 | 408967 | Approved | 2014/15 | 2014-06-17 |  |  | Approved
F/2010/0274/F | 2010-08-13 | Mid and East Antrim | Single wind turbine | Erection of 3KW wind turbine for domestic use | 205 Gobbins Road, Islandmagee, Larne | 346720 | 400282 | Withdrawn | 2011/12 | 2011-08-22 |  |  | Withdrawn
I/2010/0381/F | 2010-08-13 | Mid Ulster | Single wind turbine | Erection of a 250kw wind turbine with tower height of 40m. (to serve existing farm) | Approx. 670m. North West of 49 West Street, Stewartstown | 285280 | 371407 | Approved | 2011/12 | 2011-11-17 |  |  | Approved
L/2010/0639/F | 2010-08-13 | Fermanagh and Omagh | Single wind turbine | Proposed wind turbine (32m hub height) | 6 Topped Mountain Road, Cavanacross, Garvary, Enniskillen | 228969 | 344712 | Withdrawn | 2010/11 | 2011-01-21 |  |  | Withdrawn
A/2010/0544/F | 2010-08-16 | Derry and Strabane | Single wind turbine | Erection of vestas V17 wind turbine to provide electricity for farm and house. Overall height of turbine to be 40m (hub height 31.5m & blade 8.5m) with turbine control building of 3m in height. | 465m North East of 57 Gulf Road, Claudy | 252834 | 409435 | Approved | 2013/14 | 2013-06-21 |  |  | Approved
S/2010/0716/F | 2010-08-16 | Lisburn and Castlereagh | Single wind turbine | Erection of 250kw wind turbine (hub height 30m) to serve electricity grid. | 585m north west of 23 Ballycolin Road Dunmurry Belfast BT17 0NN. | 325621 | 370823 | Approved | 2011/12 | 2011-09-16 |  |  | Approved
I/2010/0388/F | 2010-08-17 | Mid Ulster | Single wind turbine | Proposed erection of a 31m Vestas V27 225kw wind turbine to serve for export to the grid | Approx 120m SE of No 151 Mullinahoe Road, Ardboe, Coagh | 294295 | 375404 | Approved | 2011/12 | 2011-06-24 |  |  | Approved
M/2010/0642/F | 2010-08-17 | Mid Ulster | Single wind turbine | Proposed wind technik Nord 250kw wind turbine with 50m hub height and 15m Radius blade | 160m North East of 49 Dunmacmay Road Aughnacloy. | 270148 | 348921 | Withdrawn | 2011/12 | 2011-08-09 |  |  | Withdrawn
J/2010/0316/F | 2010-08-18 | Derry and Strabane | Single wind turbine | Erection of 225KW wind turbine. | Approx 320m North East of 33 Bearney Road, Strabane | 236044 | 393332 | Approved | 2011/12 | 2011-05-25 |  |  | Approved
K/2010/0516/F | 2010-08-18 | Fermanagh and Omagh | Single wind turbine | Proposed 250 KW Wind Turbine (with a tower height of 40 metres) | Approximately 150m North East of 42 Sloughan Road, Drumquin | 231431 | 373770 | Approved | 2010/11 | 2010-11-17 |  |  | Approved
O/2010/0552/F | 2010-08-19 | Armagh, Banbridge and Craigavon | Single wind turbine | Proposed wind technik Nord 250kw wind turbine with 50m hub height and 15m radius blade | 220m north east of 39 Lisraw Road Scarva | 304347 | 340571 | Refused | 2013/14 | 2013-04-19 |  |  | Refused
O/2010/0554/F | 2010-08-19 | Armagh, Banbridge and Craigavon | Single wind turbine | Proposed wind technik Nord 250KW Wind Turbine with 50m hub height and 15m radius blade | 250m East of 39 Lisraw Road, Scarva | 304374 | 340516 | Withdrawn | 2011/12 | 2011-08-25 |  |  | Withdrawn
C/2010/0461/F | 2010-08-20 | Causeway Coast and Glens | Single wind turbine | Proposed installation of 18m high 10kw wind turbine | 70m south of 24 Ballymacrea Road, Portrush | 287632 | 439173 | Refused | 2010/11 | 2010-12-15 |  |  | Refused
K/2010/0520/F | 2010-08-20 | Fermanagh and Omagh | Single wind turbine | Proposed 225KW wind turbine (31m hub height) to replace existing wind turbine (25m hub height) | Site 100m NW of 142 Camlough Road, Carrickmore BT79 9BS | 263890 | 375848 | Approved | 2011/12 | 2011-10-17 |  |  | Approved
S/2010/0726/F | 2010-08-20 | Lisburn and Castlereagh | Single wind turbine | Erection of 15m wind turbine. | 65m south of No 49 Carnbane Road, Lisburn | 326131 | 360391 | Approved | 2010/11 | 2011-01-11 |  |  | Approved
M/2010/0660/F | 2010-08-25 | Mid Ulster | Single wind turbine | Proposed wind technik Nord 250KW wind turbine with 38m hub height and 15m Radius blade | 95m East of 43 Errigal Road, Ballygawley | 258035 | 357462 | Approved | 2011/12 | 2011-07-18 |  |  | Approved
N/2010/0489/F | 2010-08-26 | Armagh, Banbridge and Craigavon | Single wind turbine | Proposed 250kw wind turbine with 40m hub height and 15m radius blade (amended proposal- height of wind turbine reduced) | 83m south of No.21 Laurelhill Road, Dromore | 313336 | 351885 | Approved | 2012/13 | 2012-09-27 |  |  | Approved
O/2010/0572/F | 2010-08-26 | Armagh, Banbridge and Craigavon | Single wind turbine | Proposed wind technik Nord 250kw wind turbine with 50m hub height and 15m radius blade | 200m North East of 51 Mullurg Road, Markethill | 297904 | 343806 | Refused | 2012/13 | 2013-03-15 |  |  | Refused
C/2010/0493/F | 2010-08-27 | Causeway Coast and Glens | Single wind turbine | Vestas V27/225 kw wind turbine with 30m hub | Approx. 350m south west of 9 Loguestown Road, Coleraine | 284726 | 435977 | Withdrawn | 2013/14 | 2013-04-23 |  |  | Withdrawn
B/2010/0283/F | 2010-08-31 | Causeway Coast and Glens | Single wind turbine | Proposed A27/22kw Wind Turbine with 30 metre hub | 155 metres north west of 145 Polly's Brae Road, Dungiven | 264608 | 414455 | Refused | 2011/12 | 2011-11-17 |  |  | Refused
J/2010/0333/F | 2010-08-31 | Derry and Strabane | Single wind turbine | Installation of a 250kW wind turbine connected into the concrete plant's 11kV electrical system. | Backtown, Strahans Road, Strabane. | 233227 | 395787 | Approved | 2010/11 | 2010-12-07 |  |  | Approved
J/2010/0334/F | 2010-08-31 | Derry and Strabane | Single wind turbine | Installation of a 250kW wind turbine | Keenaghan Road, Keenaghan, Strabane. | 239550 | 399162 | Approved | 2010/11 | 2011-01-21 |  |  | Approved
P/2010/1065/F | 2010-08-31 | Newry, Mourne and Down | Single wind turbine | Erection of Wind turbine for electricity production - 30 metre high | 300m from Newtown Road, Belleek, accessed by lane adjacent to 3 Newtown Road, Belleek | 298192 | 327152 | Refused | 2016/17 | 2017-02-08 |  |  | Refused
P/2010/1067/F | 2010-08-31 | Newry, Mourne and Down | Single wind turbine | Erection of 30 metre high wind turbine | 120m from 93 Carrickgollogly Road | 297820 | 328072 | Withdrawn | 2012/13 | 2012-12-27 |  |  | Withdrawn
C/2010/0488/F | 2010-09-01 | Causeway Coast and Glens | Single wind turbine | Erection of 11Kw Gaia wind turbine on 15.0m high tower | Adjacent 133 Cloyfin Road, Coleraine | 289169 | 436067 | Approved | 2011/12 | 2011-07-08 |  |  | Approved
I/2010/0410/F | 2010-09-01 | Mid Ulster | Single wind turbine | Erection of a 31m hub height, vestas v27 225 kw wind turbine for export to the grid. | Site 270m South East of 29 Legmurn Road, Brigh, Stewartstown BT71 5UK | 287200 | 372145 | Approved | 2011/12 | 2012-01-06 |  |  | Approved
K/2010/0539/F | 2010-09-01 | Fermanagh and Omagh | Single wind turbine | Proposed erection of a 31m hub height, vestas v27 225 kw wind turbine for export to the grid | Site 287m South West of 49 Aghnagar Road, Ballykeel, Sixmilecross, Omagh BT79 9DR | 256533 | 365083 | Approved | 2011/12 | 2011-04-19 |  |  | Approved
A/2010/0580/F | 2010-09-02 | Derry and Strabane | Single wind turbine | Erection of 250kw wind turbine of height to blade tip of 46m and associated access lane. | 600m East of 35 Slaughtmanus Road, Cross, Londonderry | 251827 | 413473 | Withdrawn | 2012/13 | 2012-07-30 |  |  | Withdrawn
C/2010/0482/F | 2010-09-02 | Causeway Coast and Glens | Single wind turbine | Erection of a 225kw wind turbine with a tower height of 40m. | Approx. 250m East of 114 Grove Road, Swatragh | 285968 | 410088 | Approved | 2011/12 | 2011-07-21 |  |  | Approved
R/2010/0749/F | 2010-09-02 | Newry, Mourne and Down | Single wind turbine | Proposed site for wind turbine (30m mast). | Approx 200m North East of 15 Lisoid Road_x000D_ Killough_x000D_ BT30_x000D_ | 351017 | 336277 | Refused | 2012/13 | 2013-01-10 |  |  | Refused
E/2010/0244/F | 2010-09-03 | Causeway Coast and Glens | Wind farm | 3 no. replacement wind turbines. | Existing wind turbine site approx. 400m NNW of Water Works, Kilpatrick, Rathlin Island | 313721 | 451928 | Approved | 2012/13 | 2012-04-13 |  |  | Approved
J/2010/0338/F | 2010-09-03 | Derry and Strabane | Single wind turbine | Erection of a 250kW wind turbine with a tower height of 31m | Approx. 1000m North East of 103 Ligford Road Plumbridge(amended address). | 246575 | 392382 | Approved | 2011/12 | 2011-08-26 |  |  | Approved
O/2010/0592/F | 2010-09-03 | Armagh, Banbridge and Craigavon | Single wind turbine | Proposed 225kw wind turbine on 30m tubular mast (amended information and Noise assessment) | 280m south east of no 16 Rockstown Road, Clady Beg, Armagh | 294305 | 333849 | Withdrawn | 2013/14 | 2013-06-04 |  |  | Withdrawn
J/2010/0341/F | 2010-09-06 | Derry and Strabane | Single wind turbine | Proposed 40m High 250KW Wind Turbine (40m Hub height) | 270m NW of 19 Strahans Road Strabane | 232258 | 395971 | Withdrawn | 2010/11 | 2011-03-28 |  |  | Withdrawn
V/2010/0184/F | 2010-09-06 | Mid and East Antrim | Single wind turbine | Erection of a "Vestas 225KW" wind turbine height 32m to hub height and 42m to blade tip. Colour light grey | 83m North West of 36 Marshallstown Road, Carrickfergus, Co Antrim, BT38 9DE | 341145 | 390840 | Approved | 2013/14 | 2014-03-20 |  |  | Approved
Y/2010/0393/F | 2010-09-06 | Lisburn and Castlereagh | Single wind turbine | Erection of 1no 50KW wind turbine with a hub height of 30m. | 180m East of 9 Ballyknockan Road_x000D_ Lisdoonan_x000D_ Saintfield_x000D_ BT24 7HQ_x000D_ | 339415 | 362158 | Approved | 2011/12 | 2011-06-06 |  |  | Approved
C/2010/0489/F | 2010-09-07 | Causeway Coast and Glens | Single wind turbine | Erection of a wind turbine (250kw max) with tower height of 31m | Approx. 420m west of 7 Ballyversal Road, Coleraine | 290403 | 433529 | Approved | 2011/12 | 2012-03-01 |  |  | Approved
G/2010/0569/F | 2010-09-07 | Mid and East Antrim | Single wind turbine | Erection of wind turbine (250kw) with tower height of 40m | Approx 250m North east of 135 Lisnahunchin Road, Portglenone | 301671 | 406746 | Approved | 2011/12 | 2011-06-09 |  |  | Approved
G/2010/0572/F | 2010-09-07 | Mid and East Antrim | Single wind turbine | Erection of wind turbine (250kw max) with a tower height of 31m to serve existing farm (Amended plans received) | Approx 360m north west of 30 Station road, Glarryford | 306101 | 413488 | Approved | 2013/14 | 2014-01-16 |  |  | Approved
L/2010/0698/F | 2010-09-08 | Fermanagh and Omagh | Single wind turbine | Erection of 1 no wind turbine 225 kw on 31m hub height monopole | Lands at Leam, Tempo, Co. Fermanagh, BT94 3HA | 238478 | 348678 | Approved | 2010/11 | 2010-12-17 |  |  | Approved
T/2010/0433/F | 2010-09-14 | Antrim and Newtownabbey | Single wind turbine | 1 No. 225 kW wind turbine (Hub height 30 metres) | 44 Largy Road, Crumlin | 312097 | 376400 | Withdrawn | 2010/11 | 2010-11-02 |  |  | Withdrawn
D/2010/0278/F | 2010-09-15 | Causeway Coast and Glens | Single wind turbine | Proposed wind turbine, 1 endurance e3120 50kw turbine (24m tube tower construction) to support existing farm business. | Site 520m West South West of 96 Ballyveely Road, Loughgiel | 306187 | 422967 | Withdrawn | 2011/12 | 2011-09-09 |  |  | Withdrawn
N/2010/0528/F | 2010-09-15 | Armagh, Banbridge and Craigavon | Single wind turbine | Proposed erection of wind turbine (30m high hub height) | 310m north east of 24 Ballylough Road, Gilford | 310243 | 351302 | Approved | 2011/12 | 2012-03-30 |  |  | Approved
A/2010/0606/F | 2010-09-17 | Derry and Strabane | Single wind turbine | Erection of 45m high (including blade) wind turbine | Approx. 310m SE of 10 Disertowen Road, Newbuildings, Londonderry | 242000 | 410280 | Withdrawn | 2013/14 | 2013-11-12 |  |  | Withdrawn
G/2010/0586/F | 2010-09-17 | Mid and East Antrim | Single wind turbine | Proposed A27 225KW wind turbine with a 30m hub | 359m North of No 160 Dunminning Road,Glarryford,Ballymena | 305013 | 412094 | Withdrawn | 2010/11 | 2011-02-18 |  |  | Withdrawn
A/2010/0600/F | 2010-09-20 | Derry and Strabane | Single wind turbine | Erection of a wind turbine (250k max.) with a tower height of 31m | Approx. 360m North East of 268 Glenshane Road, Killaloo, Londonderry | 251236 | 410069 | Approved | 2013/14 | 2013-10-15 |  |  | Approved
G/2010/0591/F | 2010-09-20 | Mid and East Antrim | Single wind turbine | Wind Turbine (37m hub height) (Amended Proposal) | 182m South East of 33 Carmagrim Road, Portglenone | 301097 | 401045 | Approved | 2011/12 | 2011-10-11 |  |  | Approved
J/2010/0363/F | 2010-09-20 | Derry and Strabane | Single wind turbine | Erection of a wind turbine (250kw max.) with a tower height of 40m. | Approx. 790m. North East of Bigwood Road & Glenagoorland Road junction Dunamanagh | 244874 | 407221 | Approved | 2011/12 | 2011-11-25 |  |  | Approved
O/2010/0633/F | 2010-09-20 | Armagh, Banbridge and Craigavon | Single wind turbine | Erection of wind turbine (250kv max) with a tower height of 40m | Approx 525m south west of 29 Aughnagurgan Road, Keady | 287333 | 328879 | Approved | 2012/13 | 2012-04-06 |  |  | Approved
O/2010/0635/F | 2010-09-20 | Armagh, Banbridge and Craigavon | Single wind turbine | Proposed wind turbine 225kv (31m hub height) to serve dwelling, farm buildings with surplus spilled to grid | 70m south east of 24 Tievenmara Road, Keady, Armagh | 283748 | 329313 | Approved | 2011/12 | 2012-02-07 |  |  | Approved
G/2010/0593/F | 2010-09-21 | Mid and East Antrim | Single wind turbine | 225 kw turbine which is 30m high and has a span of 20m | 232m approx SW of 40 Killygore Road, Martinstown | 313616 | 413069 | Withdrawn | 2012/13 | 2012-08-01 |  |  | Withdrawn
G/2010/0594/F | 2010-09-21 | Mid and East Antrim | Single wind turbine | Single wind turbine (37m high with 21m rotor diameter) | 220m approx North of 14 Elginny Road, Broughshane | 315840 | 410093 | Approved | 2011/12 | 2011-06-09 |  |  | Approved
L/2010/0728/F | 2010-09-21 | Fermanagh and Omagh | Single wind turbine | Erection of 1 No 70kw wind turbine with 18.5m hub height on mono-pole | Duross, Lisnarick | 217014 | 357454 | Withdrawn | 2011/12 | 2011-07-26 |  |  | Withdrawn
M/2010/0730/F | 2010-09-21 | Mid Ulster | Single wind turbine | Proposed erection of 1 number 3 bladed 250kw wind turbine (to serve applicants farm business) with 40m hub height and 30m rotor diameter plus associated site works | Approximately 80m North East of 30 Skelgagh Road, Cavanacark, Clogher BT76 0UF | 248572 | 354147 | Approved | 2010/11 | 2011-03-22 |  |  | Approved
R/2010/0800/F | 2010-09-22 | Newry, Mourne and Down | Single wind turbine | Erection of 1 no 250kw wind turbine of 30 metre hub height. | 150 metres south east of 'Hackle Hill House' (derelict house), Drumsnade, Ballynahinch, Co Down, BT24 8NG (Amended address) | 338881 | 346111 | Approved | 2012/13 | 2012-11-28 |  |  | Approved
V/2010/0201/F | 2010-09-22 | Mid and East Antrim | Single wind turbine | Erection of a "Bonus 150KW" wind turbine height 30m. Colour light grey | 85m North of 55 Belfast Road, Whitehead | 346673 | 391241 | Approved | 2014/15 | 2014-06-25 |  |  | Approved
V/2010/0202/F | 2010-09-22 | Mid and East Antrim | Single wind turbine | Erection of a Bonus 150KW" wind turbine height 30m | 210m South East of 60 Belfast Road_x000D_ Whitehead_x000D_ | 346563 | 390913 | Withdrawn | 2012/13 | 2012-12-07 |  |  | Withdrawn
J/2010/0372/F | 2010-09-23 | Derry and Strabane | Single wind turbine | Erection of 225kw wind turbine - hub height 40 metres - rotor blade diameter 27metres (amended description). | 560m South West of 36 High Road, Sion Mills | 232542 | 392047 | Refused | 2011/12 | 2011-04-21 |  |  | Refused
O/2010/0646/F | 2010-09-23 | Armagh, Banbridge and Craigavon | Single wind turbine | Proposed new 20kw wind turbine on 18m mast | Site 120m South East of No.40 Cormeen Road_x000D_ Tullycallidy_x000D_ Armagh_x000D_ | 281335 | 343092 | Approved | 2011/12 | 2011-08-31 |  |  | Approved
R/2010/0806/F | 2010-09-23 | Newry, Mourne and Down | Single wind turbine | One 20 KW 18m height wind turbine | 38A Drumkeeragh Road, Ballynahinch, BT24 8QU, 414m SW of turbine. | 334827 | 347252 | Approved | 2011/12 | 2011-05-27 |  |  | Approved
V/2010/0205/F | 2010-09-23 | Mid and East Antrim | Single wind turbine | Erection of a Bonus 150KW" wind turbine height height 30m | 128m North of 2 Quay Lane, Whitehead | 346841 | 390983 | Withdrawn | 2012/13 | 2012-07-17 |  |  | Withdrawn
B/2010/0311/F | 2010-09-24 | Causeway Coast and Glens | Single wind turbine | Erection of a wind turbine (250kw max.) with a tower (hub) height of 31 metres | Approx. 370 metres south of 70 Curragh Road, Dungiven | 271115 | 409172 | Approved | 2014/15 | 2014-09-22 |  |  | Approved
M/2010/0750/F | 2010-09-24 | Mid Ulster | Single wind turbine | Erection of 1 No. 250KW Wind Turbine with a hub height of 30m | 650m North West of 59 Ballagh Road, Clogher | 248325 | 349661 | Approved | 2011/12 | 2011-06-20 |  |  | Approved
M/2010/0757/F | 2010-09-24 | Mid Ulster | Single wind turbine | Erection of 100 KW wind turbine on 24m Monopole mast to power engineering works | 420m S.E. of 84 Cullenrammer Road, Lisgallon, Dungannon | 273045 | 358741 | Withdrawn | 2010/11 | 2011-03-11 |  |  | Withdrawn
X/2010/0737/F | 2010-09-24 | Ards and North Down | Single wind turbine | Erection of 75 KW wind turbine on 17M monopole mast to power farm yard and house | Approx 260M NW of 20 Tubber Road, Kircubbin | 359938 | 363466 | Approved | 2010/11 | 2011-01-06 |  |  | Approved
L/2010/0738/F | 2010-09-27 | Fermanagh and Omagh | Single wind turbine | Planning permission to erect 250kw wind turbine with 50m hub height for export to grid | Lenaghan, Churchill | 209025 | 355684 | Withdrawn | 2010/11 | 2011-02-10 |  |  | Withdrawn
M/2010/0747/F | 2010-09-27 | Mid Ulster | Single wind turbine | Proposed wind turbine, 50kw Turbine (24m Tube Tower Construction) to support existing dairy farm business | Site 210m West North West of 148 Omagh Road, Ballygawley | 259031 | 359463 | Approved | 2011/12 | 2011-05-26 |  |  | Approved
R/2010/0812/F | 2010-09-27 | Newry, Mourne and Down | Single wind turbine | Erection of a single wind turbine on self supporting 15 metre mast to provide power for pre-existing domestic dwelling on site. | 81 metres from south west corner of dwelling at 61 Tyrella Road Tyrella North Downpatrick BT30 8DF. | 344502 | 336822 | Approved | 2011/12 | 2011-04-21 |  |  | Approved
B/2010/0339/F | 2010-09-28 | Causeway Coast and Glens | Single wind turbine | Replacement of existing wind turbine with a single 50 metres high, 250kw wind turbine | 40 metres south west of 59 Magheramore Road, Dungiven | 267749 | 406816 | Refused | 2011/12 | 2011-11-01 |  |  | Refused
B/2010/0346/F | 2010-09-28 | Causeway Coast and Glens | Single wind turbine | Erection of a single 50m high 250kw wind turbine | 35 Straw Road, Dungiven (525m Southwest) | 268018 | 415296 | Refused | 2011/12 | 2011-11-01 |  |  | Refused
D/2010/0292/F | 2010-09-28 | Causeway Coast and Glens | Single wind turbine | Domestic scale wind turbine (17.25 m Aeolos-H 20kw) | Domestic wind turbine 150m south west of 14 Ballymaconnelly Road, Rasharkin | 294715 | 414202 | Approved | 2011/12 | 2011-08-17 |  |  | Approved
T/2010/0453/F | 2010-09-28 | Antrim and Newtownabbey | Single wind turbine | 30kw Aeolos wind turbine on 24 metre tower with total height to blade tip 30.25 metres (amended proposal) | 110m N.E. of 99 Clonkeen Road, Randalstown | 304028 | 393444 | Withdrawn | 2011/12 | 2011-07-27 |  |  | Withdrawn
T/2010/0456/F | 2010-09-28 | Antrim and Newtownabbey | Single wind turbine | 50Kw Aeolos wind turbine on a 24 metre tower with total height to blade tip of 33 metres (Amended Proposal) | 115m North East of 65 Moneynick Road, Randalstown | 305773 | 389788 | Withdrawn | 2011/12 | 2011-06-06 |  |  | Withdrawn
G/2010/0615/F | 2010-09-29 | Mid and East Antrim | Single wind turbine | 1no. proposed wind turbine - with 31m hub and 27m diameter blades, 225KW inc sub station, meter house & associated works | On farm - 210m North of No.100 Glenleslie Road, Clough, Ballymena | 311584 | 416213 | Approved | 2011/12 | 2011-09-06 |  |  | Approved
H/2010/0452/F | 2010-09-29 | Mid Ulster | Single wind turbine | Proposed Wind Technik Nord 250KW wind turbine with 50m hub height and 15m Radius blade | Land approx 185m North of 36 Crew Road, Maghera | 286999 | 401593 | Withdrawn | 2011/12 | 2011-08-16 |  |  | Withdrawn
S/2010/0839/F | 2010-09-29 | Strategic Planning Division | Single wind turbine | Amendment to proposal comprising a reduction from two to one No 225kW wind turbine, (Hub height 31m & Blade diameter 27m) associated 6m wide service/access laneway. | Land adjacent to No. 15 Rusheyhill Road, Ballymacward Upper, Lisburn. | 324828 | 373142 | Withdrawn | 2011/12 | 2011-09-13 |  |  | Withdrawn
A/2010/0630/F | 2010-09-30 | Derry and Strabane | Single wind turbine | Erection of a single 225kw ACSA A27 wind turbine on a 31.5m monopole mast with a total height of 45m to wing tip | 280m north east of 14 Heather Road, Upper Creevagh, Derry | 240064 | 416366 | Withdrawn | 2012/13 | 2012-05-09 |  |  | Withdrawn
L/2010/0752/F | 2010-09-30 | Fermanagh and Omagh | Single wind turbine | Planning permission to erect 250kw wind turbine with 32m hub height to connect to grid | Glengesh Road,Brockagh,Tempo | 239659 | 353267 | Approved | 2011/12 | 2011-04-22 |  |  | Approved
R/2010/0843/F | 2010-09-30 | Newry, Mourne and Down | Single wind turbine | A vestas V27 turbine of 37 metre hub height to replace existing 15m wind turbine approved under R/2008/0313/F. | 280 metres south east of 42 Carnreagh Road Castlewellan BT31 9N. | 336242 | 343528 | Approved | 2014/15 | 2014-10-30 |  |  | Approved
D/2010/0300/F | 2010-10-01 | Causeway Coast and Glens | Single wind turbine | Single wind turbine (30 m to hub), associated plant, improvement of existing farm access and temporary site compound. | Land 250m East North East of 8 Corkey Road_x000D_ Loughguile_x000D_ | 308728 | 425108 | Approved | 2010/11 | 2011-03-21 |  |  | Approved
E/2010/0273/F | 2010-10-01 | Causeway Coast and Glens | Single wind turbine | Erection of 1 No. 250Kw wind turbine with a hub height of 40m | 550m North of 13 Ballinlea Road, Ballintoy | 304504 | 442869 | Refused | 2012/13 | 2012-11-23 |  |  | Refused
K/2010/0617/F | 2010-10-01 | Fermanagh and Omagh | Single wind turbine | Proposed 40m high 250kw Wind Turbine. | Approx 240m North East of 15 Laurelbank Road, Omagh. | 242934 | 368303 | Refused | 2011/12 | 2011-06-27 |  |  | Refused
P/2010/1212/F | 2010-10-01 | Newry, Mourne and Down | Single wind turbine | 225KW wind turbine on a 30 metre Mast. | 450m from 38 Carrivekenny Road Bessbrook Newry | 305560 | 326305 | Refused | 2016/17 | 2017-01-26 |  |  | Refused
U/2010/0415/F | 2010-10-01 | Antrim and Newtownabbey | Single wind turbine | Erection of 20m tall windmill | 31 Sallybush Road_x000D_ Kingsmoss_x000D_ BT364TS_x000D_ | 329680 | 385938 | Approved | 2010/11 | 2011-02-08 |  |  | Approved
J/2010/0389/F | 2010-10-04 | Derry and Strabane | Single wind turbine | Erection of a 15kw Wind Turbine with a tower height of 20m | Approx 400m South East of Keery Road & Mason Road Junction Magheramason | 239749 | 409948 | Withdrawn | 2011/12 | 2011-04-18 |  |  | Withdrawn
D/2010/0306/F | 2010-10-08 | Causeway Coast and Glens | Single wind turbine | 75kw wind turbine on 23.4 metre tower | 290 metres west of 39 Portna Road_x000D_ Rasharkin_x000D_ | 294992 | 412022 | Approved | 2012/13 | 2012-07-31 |  |  | Approved
H/2010/0474/F | 2010-10-08 | Mid Ulster | Single wind turbine | Proposed A27 225kw wind turbine with a 50m hub. (Additional information received - Noise report) | 298m West of 22 Drumanee Road, Bellaghy | 296062 | 395743 | Withdrawn | 2011/12 | 2011-08-01 |  |  | Withdrawn
I/2010/0476/F | 2010-10-08 | Mid Ulster | Single wind turbine | Proposed single wind turbine, 50kw,36m high (approx) and controller house | 170m (Approx) South West of 103 Moneymore Road, Cookstown | 282244 | 379605 | Approved | 2012/13 | 2012-11-29 |  |  | Approved
I/2010/0487/F | 2010-10-08 | Mid Ulster | Single wind turbine | Proposed 250kw wind turbine with 30m hub height and 13m radius rotor | 180m north west of 192 Coagh Road, Stewartstown | 286576 | 375234 | Approved | 2012/13 | 2012-08-02 |  |  | Approved
M/2010/0780/F | 2010-10-08 | Mid Ulster | Single wind turbine | Proposed V27 225KW wind turbine with a 40 metre hub, PPS18 | Proposed wind turbine 260m South East of 53 Drumflugh Road, Dungannon | 280373 | 352820 | Withdrawn | 2011/12 | 2011-11-24 |  |  | Withdrawn
B/2010/0333/F | 2010-10-12 | Causeway Coast and Glens | Single wind turbine | Erection of 1no. 250kw wind turbine with a hub height of 31m | 400 metres North of 60 Gelvin Road, Dungiven | 271248 | 414656 | Approved | 2012/13 | 2012-06-28 |  |  | Approved
L/2010/0774/F | 2010-10-12 | Fermanagh and Omagh | Single wind turbine | Erection of 1 No wind turbine with 31m hub height on mono pole. | Doughrock, Drumskinny, Kesh | 223045 | 369380 | Approved | 2013/14 | 2013-08-29 |  |  | Approved
L/2010/0776/F | 2010-10-12 | Fermanagh and Omagh | Single wind turbine | Erection of 1 No wind turbine with 20m hub height on mono pole. | Movarran Road, Drumskinny, Kesh | 219293 | 370418 | Withdrawn | 2011/12 | 2011-04-04 |  |  | Withdrawn
B/2010/0336/F | 2010-10-13 | Causeway Coast and Glens | Single wind turbine | Erection of 1no. 250kw Wind Turbine with a hub height of 40 metres | 250 metres North West of 16 Magheramore Road, Dungiven | 268709 | 408601 | Refused | 2011/12 | 2011-11-21 |  |  | Refused
J/2010/0408/F | 2010-10-14 | Derry and Strabane | Single wind turbine | A wind turbine up to 250kw with tower height up to 40m for existing concrete plant | 133m NW of 20 Folliard, Castlederg, Co.Tyrone. BT81 7JW. | 229694 | 388038 | Approved | 2011/12 | 2011-05-26 |  |  | Approved
L/2010/0785/F | 2010-10-14 | Fermanagh and Omagh | Single wind turbine | 50m hub height,250 kw wind turbine for export to grid | Corraghy,Roslea | 246130 | 333644 | Refused | 2011/12 | 2012-03-01 |  |  | Refused
R/2010/0876/F | 2010-10-14 | Newry, Mourne and Down | Single wind turbine | Small domestic wind turbine 15m hub. | 100m west of 38 Magherahamlet Road Ballynahinch BT24 8PZ. | 335369 | 346777 | Approved | 2011/12 | 2011-06-09 |  |  | Approved
G/2010/0654/F | 2010-10-15 | Mid and East Antrim | Single wind turbine | Proposed Single Wind Turbine, 20KW, 20M high | 60 Metres approx. South of 64 Ballynafie Road_x000D_ Ahoghill_x000D_ | 302576 | 400724 | Approved | 2011/12 | 2011-04-01 |  |  | Approved
J/2010/0404/F | 2010-10-15 | Derry and Strabane | Single wind turbine | Erection of 1no. 250kw Wind Turbine with a hub height of 40m | 650m South East of 52 Knockbrack Road, Castlederg, Strabane. | 228730 | 383526 | Withdrawn | 2010/11 | 2011-03-28 |  |  | Withdrawn
K/2010/0641/F | 2010-10-15 | Fermanagh and Omagh | Single wind turbine | Erection of 1no. wind turbine with 31m hub height on mono-pole | 71 Bernisk Road, Cavanreagh, Sixmilecross, Omagh | 260863 | 367580 | Approved | 2011/12 | 2011-09-12 |  |  | Approved
T/2010/0500/F | 2010-10-15 | Antrim and Newtownabbey | Single wind turbine | Erection of a 150KW wind turbine hub height 31m | 260m South West of 18 Crumlin Road_x000D_ Crumlin_x000D_ | 314844 | 377357 | Refused | 2011/12 | 2012-02-23 |  |  | Refused
A/2010/0650/F | 2010-10-18 | Derry and Strabane | Single wind turbine | Erection of a wind turbine (250kw MAX) with tower height of 31m | Approx 460 metres north east of 48 Foreglen Road, Killaloo, Derry | 253290 | 409246 | Approved | 2013/14 | 2013-11-19 |  |  | Approved
F/2010/0340/F | 2010-10-18 | Mid and East Antrim | Single wind turbine | Erection of a Bonus 150KW wind turbine height 30M | 400M SE of 49 Deerpark Road_x000D_ Glenarm_x000D_ Ballymena_x000D_ BT44 0DW_x000D_ | 329169 | 407965 | Approved | 2011/12 | 2011-12-07 |  |  | Approved
F/2010/0346/F | 2010-10-18 | Mid and East Antrim | Single wind turbine | Erection of a Bonus 150KW wind turbine height 30m | 168m SE of 23 Browndod Road_x000D_ Larne_x000D_ BT40 3JS_x000D_ | 338592 | 399831 | Withdrawn | 2011/12 | 2012-02-23 |  |  | Withdrawn
G/2010/0643/F | 2010-10-18 | Mid and East Antrim | Single wind turbine | 75KW Wind Turbine | 200 SSW of 103 Nursery Road_x000D_ Ballymena_x000D_ BT42 2QB_x000D_ | 307238 | 400022 | Withdrawn | 2012/13 | 2012-10-25 |  |  | Withdrawn
G/2010/0645/F | 2010-10-18 | Mid and East Antrim | Single wind turbine | Erection of a Bonus 150KW wind turbine height 30m | 315m North West of 32 Omerbane Road_x000D_ Cloughmills_x000D_ Ballymena_x000D_ BT44 9PE_x000D_ | 311793 | 418336 | Approved | 2012/13 | 2012-06-06 |  |  | Approved
H/2010/0497/F | 2010-10-18 | Mid Ulster | Single wind turbine | Erection of a wind turbine (250KW max) with tower height of 30m | 190m South East of 121 Desertmartin Road_x000D_ Moneymore_x000D_ Magherafelt_x000D_ | 285982 | 389915 | Approved | 2011/12 | 2011-12-07 |  |  | Approved
J/2010/0410/F | 2010-10-18 | Derry and Strabane | Single wind turbine | Erection of a wind turbine (250kw max) with a tower height of 31m | Approx 540m North East of 2 Ballykeery Road, Strabane | 242206 | 394590 | Approved | 2011/12 | 2011-08-31 |  |  | Approved
K/2010/0643/F | 2010-10-18 | Fermanagh and Omagh | Single wind turbine | Proposed 250kw wind turbine (hub height 37m) to serve applicants dwelling & spillage to grid | Site 430m North North East of 150 Cloughfin Road, Sixmilecross | 262420 | 366241 | Approved | 2010/11 | 2011-01-24 |  |  | Approved
K/2010/0644/F | 2010-10-18 | Fermanagh and Omagh | Single wind turbine | Proposed wind turbine 225kw (31m hub height) to serve dwelling, associated farm business & spillage to grid | Site 170m SW of 21 Shannaragh Road, Dromore | 237006 | 363849 | Approved | 2010/11 | 2011-02-09 |  |  | Approved
Q/2010/0487/F | 2010-10-18 | Armagh, Banbridge and Craigavon | Single wind turbine | Erection of wind turbine with mast height of 18.4 metres to support existing farm business (Amended proposal). | Proposed wind turbine @ site 250 metres south of 124 Grovehill Road_x000D_ Banbridge_x000D_ BT32 5AB_x000D_ | 313971 | 338645 | Refused | 2011/12 | 2012-03-30 |  |  | Refused
K/2010/0648/F | 2010-10-19 | Fermanagh and Omagh | Single wind turbine | Proposed 225kw wind turbine tower, height 40m | 330m North East of 5 Mullydoo Road, Greencastle, Omagh | 261702 | 382194 | Refused | 2011/12 | 2011-06-17 |  |  | Refused
E/2010/0283/F | 2010-10-20 | Causeway Coast and Glens | Single wind turbine | Erection of a 225kw wind turbine with tower height of 36m. | Approx. 290m North East of 149 Straid Road, Bushmills | 300955 | 440558 | Withdrawn | 2012/13 | 2012-05-31 |  |  | Withdrawn
G/2010/0664/F | 2010-10-20 | Mid and East Antrim | Single wind turbine | 225KW WIND TURBINE ON 30M TOWER | 106 METRES NNW OF 111 LISNAHUNSHIN ROAD KILLYLESS CULLYBACKEY BT42 1ET_x000D_ | 301894 | 406017 | Withdrawn | 2011/12 | 2011-12-12 |  |  | Withdrawn
G/2010/0666/F | 2010-10-21 | Mid and East Antrim | Single wind turbine | Proposed Erection of a 225Kw wind turbine with a Tower Height of 30M | 434M South East of 43 Ballybogy Road_x000D_ Clough _x000D_BT44 9SE_x000D_ | 309755 | 415717 | Approved | 2011/12 | 2011-12-08 |  |  | Approved
J/2010/0413/F | 2010-10-21 | Derry and Strabane | Single wind turbine | Proposed 41m high 225kw wind turbine to provide electricity for grid connection | 530m South West of 14 Stone Road, Victoria Bridge, Strabane. | 234148 | 388617 | Approved | 2013/14 | 2013-12-02 |  |  | Approved
E/2010/0293/F | 2010-10-25 | Causeway Coast and Glens | Single wind turbine | Proposed 150kw Wind Turbine with 24m Hub Height | 1.6km NW of 150 Torr Road, Cushendun | 324588 | 435992 | Refused | 2012/13 | 2012-06-15 |  |  | Refused
G/2010/0672/F | 2010-10-25 | Mid and East Antrim | Single wind turbine | _x0010_Proposed A27 225KW wind turbine with a 30 metre hub, under PPS18 | 1132 metres south East of 19 Brea Road_x000D_ Martinstown_x000D_ Ballymena_x000D_ | 315729 | 412495 | Withdrawn | 2011/12 | 2012-01-13 |  |  | Withdrawn
J/2010/0418/F | 2010-10-25 | Derry and Strabane | Single wind turbine | Erection of 250kw wind turbine - hub height 31.5 metres, plus alteration to existing access to public road. (Amended Proposal) | 435m SW of no.82 Corgary Road_x000D_ Third Corgary_x000D_ Castlederg_x000D_ Co Tyrone_x000D_ | 214495 | 383853 | Refused | 2011/12 | 2011-08-25 |  |  | Refused
R/2010/0891/F | 2010-10-26 | Newry, Mourne and Down | Single wind turbine | Erection of 225kw wind turbine on 26m monopole for farm yard and export. | Approx 300m NE of 12 Carnreagh Road Castlewellan BT31 9NX. | 336732 | 343100 | Approved | 2014/15 | 2014-12-01 |  |  | Approved
I/2010/0508/F | 2010-10-27 | Mid Ulster | Single wind turbine | Erection of a single 250kw wind turbine of 32m tower height (47m to tip) | 400m South West of 66 Cavanoneill Road, Pomeroy, Co. Tyrone | 267733 | 376639 | Approved | 2011/12 | 2011-09-27 |  |  | Approved
L/2010/0810/F | 2010-10-27 | Fermanagh and Omagh | Single wind turbine | Propsoed wind turbine, 1endurance e3120 50 kw Turbine(36.4 m to hub height with a tube tower Construction ) to support existing poultry farm business | Site proposed approx 136m East South-West of 95 Drumbulcan Road, Drumbulcan, Ballinamallard ,Co Fermanagh BT94 2DX | 225562 | 353886 | Withdrawn | 2011/12 | 2011-04-18 |  |  | Withdrawn
Q/2010/0508/F | 2010-10-28 | Armagh, Banbridge and Craigavon | Single wind turbine | Erection of wind turbine 250KW max with tower height of 40 metres - amendments tp previous approval Ref: Q/2010/0207/F | Approx. 105 metres south of 64 Ballynanny Road_x000D_ Banbridge_x000D_ | 312734 | 341210 | Approved | 2011/12 | 2011-04-22 |  |  | Approved
C/2010/0632/F | 2010-11-01 | Causeway Coast and Glens | Single wind turbine | Erection of a single 250kw wind turbine of 32m tower height (47m to tip) | Craigmore Landfill Site Ringsend Garvagh Coleraine | 281825 | 421560 | Approved | 2013/14 | 2013-04-26 |  |  | Approved
J/2010/0426/F | 2010-11-01 | Derry and Strabane | Single wind turbine | Erection of 250kw Wind Turbine (hub height 30m) to serve electricity grid | 325m North of 36 Freughlough Road, Castlederg, Co. Tyrone | 227529 | 386851 | Withdrawn | 2011/12 | 2011-06-17 |  |  | Withdrawn
I/2010/0515/F | 2010-11-02 | Mid Ulster | Single wind turbine | Erection of Micon M530 Wind Turbine with 26m blade span on 24.6m mono pole tower to power chicken houses (Revised proposal and plans) | Approx 180m East of 79 Cornamaddy Road, Pomeroy BT70 2TW | 269205 | 371374 | Approved | 2014/15 | 2014-07-22 |  |  | Approved
I/2010/0516/F | 2010-11-02 | Mid Ulster | Single wind turbine | Installation of 20kw turbine on 23m lattice frame mast to power chicken house and dwelling | Approx 70m West of 91 Sluggan Road, Pomeroy | 266746 | 371016 | Approved | 2011/12 | 2011-05-10 |  |  | Approved
R/2010/0894/F | 2010-11-02 | Newry, Mourne and Down | Single wind turbine | Wind turbine (A27 Turbine on 41m tower by ACSA). | 570m east of "Janeville" 65 Point Road Killough Downpatrick._x000D_ | 352863 | 334405 | Refused | 2012/13 | 2012-06-20 |  |  | Refused
C/2010/0621/F | 2010-11-03 | Causeway Coast and Glens | Single wind turbine | Erection of 1 No 150KW Wind turbine with a hub height of 24m and a blade diameter of 23m. | 370m South East of 188 Coleraine Road_x000D_ Portstewart_x000D_ | 282631 | 435455 | Approved | 2012/13 | 2012-10-18 |  |  | Approved
G/2010/0703/F | 2010-11-03 | Mid and East Antrim | Single wind turbine | Installation of a 100kw Wind Turbine with 49m Hub and 12.7m Blades (to replace existing 10kw wind turbine approved under G/2008/0434/F) | 179m SSE 130 Longmore Road Ballymena | 313820 | 411710 | Approved | 2015/16 | 2015-11-04 |  |  | Approved
G/2010/0705/F | 2010-11-03 | Mid and East Antrim | Single wind turbine | Erection of 1No. 225Kw wind turbine with a hub height of 30 metres | 320 Metres North East of 51 Ballylig Road_x000D_ Broughshane_x000D_ | 318274 | 409838 | Approved | 2011/12 | 2012-01-12 |  |  | Approved
G/2010/0706/F | 2010-11-03 | Mid and East Antrim | Single wind turbine | Installation of a 10kw wind turbine on a 12m high free standing steel mast | 139m SE of 138 Longmore Road Martinstown Ballymena_x000D_ | 313694 | 411799 | Approved | 2011/12 | 2011-11-22 |  |  | Approved
H/2010/0508/F | 2010-11-03 | Mid Ulster | Single wind turbine | Erection of 1 No. 225KW Wind Turbine with a hub height of 40m | 150 m North West of 43 Annaghmore Road_x000D_ Castledawson_x000D_ | 292198 | 391899 | Approved | 2011/12 | 2011-12-07 |  |  | Approved
I/2010/0514/F | 2010-11-03 | Mid Ulster | Single wind turbine | Erection of 1 no. 100kw Wind Turbine with a hub height of 39m | 220m South West of 60 Loughbracken Road, Pomeroy | 269823 | 374574 | Approved | 2012/13 | 2012-10-04 |  |  | Approved
T/2010/0521/F | 2010-11-03 | Antrim and Newtownabbey | Single wind turbine | Erection of Bonus 150 kw Wind Turbine, colour light grey, 24 m height to hub and 11 m blades - total height 35 m | 112m West of 33 Tully Road_x000D_ Nutts Corner_x000D_ Crumlin_x000D_ | 318323 | 379601 | Refused | 2011/12 | 2012-02-10 |  |  | Refused
D/2010/0333/F | 2010-11-04 | Causeway Coast and Glens | Single wind turbine | 75kW Wind Turbine on 23.4 metre tower. | 190 metres North West of 33 Doneyshiel Road_x000D_ Rasharkin_x000D_ BT44 8TF_x000D_ | 294188 | 412486 | Withdrawn | 2012/13 | 2012-04-17 |  |  | Withdrawn
J/2010/0438/F | 2010-11-04 | Derry and Strabane | Single wind turbine | Erection of a wind turbine (250kw max) with a tower height of 40m | Approximately 780m north west of 43 Dullerton Road, Cullion, Londonderry (access via Gortmonly Road) | 239563 | 407716 | Approved | 2011/12 | 2011-05-26 |  |  | Approved
K/2010/0690/F | 2010-11-04 | Fermanagh and Omagh | Single wind turbine | Removal of Existing 1 No Wind Turbine With 23 Metre Hub Height (K/2008/0764/F) And Replacement and Relocation With 31 Metre Hub Height Turbine on Mono Pole | 440 Metres South of 22 Derryallen Road, Trillick, Co Tyrone | 230780 | 351961 | Approved | 2011/12 | 2011-10-17 |  |  | Approved
S/2010/0932/F | 2010-11-04 | Lisburn and Castlereagh | Single wind turbine | Erection of a 50kw wind turbine. | 280m South East of 15 Drumview Road, Lisburn | 335270 | 363331 | Withdrawn | 2012/13 | 2012-09-26 |  |  | Withdrawn
Y/2010/0463/F | 2010-11-04 | Strategic Planning Division | Single wind turbine | Erection of one medium sized wind turbine with 31 metre hub, for domestic and farm use | 170 metres east of 142 Killynure Road_x000D_ Carryduff_x000D_ BT24 7DE_x000D_ | 338204 | 362574 | Withdrawn | 2011/12 | 2011-05-18 |  |  | Withdrawn
J/2010/0450/F | 2010-11-05 | Derry and Strabane | Single wind turbine | Proposed 41m High 225 KW Wind Turbine to Provide Electricity for Gird Connection | 370metres South of 16 Drumeagle Road, Drumeagle, Sion Mills, Strabane. | 232510 | 390595 | Refused | 2011/12 | 2011-10-06 |  |  | Refused
L/2010/0838/F | 2010-11-05 | Fermanagh and Omagh | Single wind turbine | Erection of a Bonus 150kw" wind turbine hub height 30m. Colour light grey | 381m East of 33 Carricknagower Lough_x000D_ Meenacloyabane_x000D_ Garrison BT93 4AT_x000D_ | 200985 | 354214 | Refused | 2011/12 | 2011-05-03 |  |  | Refused
B/2010/0372/F | 2010-11-08 | Causeway Coast and Glens | Single wind turbine | 225 KW Wind turbine on 30 Metre Tower | 140 Metres SE of 114 Curragh Road_x000D_ Dungiven BT47 4QJ_x000D_ | 271246 | 410506 | Withdrawn | 2011/12 | 2011-11-07 |  |  | Withdrawn
B/2010/0374/F | 2010-11-08 | Causeway Coast and Glens | Single wind turbine | Erection of 1 no. 250KW Wind turbine with a hub height of 40m | 350m East of 56 Altagarran Road_x000D_ Claudy_x000D_ | 261362 | 408506 | Refused | 2011/12 | 2011-11-16 |  |  | Refused
J/2010/0442/F | 2010-11-08 | Derry and Strabane | Single wind turbine | Wind Turbine- 250 KW with a hub height of 40 metres, blade radius of 14.5 metres and all ancillary works and associated development Including hardstand and NIE kiosk- for farm diversification scheme | 280 Metres North West of 18 Gortnaran Road, Donemana, Co Tyrone_x000D_(790 Metres West of Raspberry Hill Health Farm, 29 Bonds Glen Road, Co Londonderry) | 246527 | 404876 | Approved | 2012/13 | 2012-10-29 |  |  | Approved
I/2010/0527/F | 2010-11-09 | Mid Ulster | Single wind turbine | Erection of 225 Kw Wind Turbine 31 Metre Hub Height to Serve Beef Farm and with Surplus export to the Grid | Site 320 Metres North of Rockdale House, 39 Rockdale Road, Sandholes, Cookstown, Co Tyrone, BT80 9BA | 277684 | 373129 | Approved | 2011/12 | 2011-04-05 |  |  | Approved
R/2010/0927/F | 2010-11-09 | Newry, Mourne and Down | Single wind turbine | Proposed Wind Turbine not exceeding 75kw (22.5m Hub Height) serving dwelling/farm with spillage to grid. | Site 285m S.E of 20 Ballylig Road, Killough, Downpatrick | 351804 | 336518 | Withdrawn | 2012/13 | 2012-10-25 |  |  | Withdrawn
K/2010/0691/F | 2010-11-10 | Fermanagh and Omagh | Single wind turbine | One 15 Metre Domestic Wind Turbine | 350 Metres North East of 22 Drumragh Road, Omagh, Co Tyrone | 246427 | 369152 | Approved | 2011/12 | 2011-04-19 |  |  | Approved
R/2010/0929/F | 2010-11-10 | Newry, Mourne and Down | Single wind turbine | Proposed 225kw wind turbine (30m hub height) to serve dwelling/farm with spillage to grid. | Site 200m NW of 29 Rossglass Road Killough Downpatrick. | 352544 | 336480 | Approved | 2014/15 | 2014-11-14 |  |  | Approved
G/2010/0738/F | 2010-11-11 | Mid and East Antrim | Single wind turbine | 225 KW wind turbine on 30m tower | 56m South West of 33 Killyless Road_x000D_ Cullybackey_x000D_ | 302481 | 406256 | Withdrawn | 2011/12 | 2011-05-02 |  |  | Withdrawn
J/2010/0452/F | 2010-11-11 | Derry and Strabane | Single wind turbine | Proposed 225 KW Wind Turbine (Hub Height 31m) to serve dwelling & farm with spillage to grid | Site 350m W of 35 Garvetagh Road, Castlederg | 226338 | 381132 | Refused | 2010/11 | 2011-03-28 |  |  | Refused
Q/2010/0537/F | 2010-11-11 | Armagh, Banbridge and Craigavon | Single wind turbine | Erection of 1no. 250 KW Wind Turbine with a hub height of 40m | 230m south of 33 Cavehill Road Banbridge_x000D_ | 314968 | 339286 | Approved | 2011/12 | 2011-06-06 |  |  | Approved
V/2010/0260/F | 2010-11-11 | Mid and East Antrim | Single wind turbine | Erection of a Bonus 150KW" wind turbine height 30m. Colour light grey | 220m South East of 33 Watch Hill Road_x000D_ Commons_x000D_ Larne_x000D_ | 337126 | 393753 | Refused | 2011/12 | 2011-09-12 |  |  | Refused
C/2010/0643/F | 2010-11-12 | Causeway Coast and Glens | Single wind turbine | 250Kw (max) wind turbine with 32m hub height. | 385 metres SW of 155 Castleroe Road_x000D_ Coleraine BT51 3RW_x000D_ | 285932 | 428016 | Approved | 2011/12 | 2011-11-24 |  |  | Approved
E/2010/0322/F | 2010-11-12 | Causeway Coast and Glens | Single wind turbine | A 225kw wind turbine with a hub height of up to 31.5m for farm diversification. | 190m southeast of Bailey Waste_x000D_ Dunamallaght Road_x000D_ Ballycastle_x000D_ | 312021 | 439590 | Approved | 2012/13 | 2013-01-02 |  |  | Approved
A/2010/0713/F | 2010-11-15 | Derry and Strabane | Single wind turbine | Erection of a 15KW wind turbine with a tower height of 20m to serve St. Joseph's Craigbane G.A.A. Club. | Approx. 215m North West of the junction of Glenrandel and Crockmore Road Claudy._x000D_ | 254814 | 402660 | Approved | 2011/12 | 2011-04-06 |  |  | Approved
I/2010/0539/F | 2010-11-16 | Mid Ulster | Single wind turbine | Proposed Wind Turbine, 250 KW generator, hub height 50m | 230m South of 15 Tullyboy Road, Cookstown | 283403 | 379897 | Approved | 2012/13 | 2012-11-16 |  |  | Approved
K/2010/0701/F | 2010-11-16 | Fermanagh and Omagh | Single wind turbine | Erection of 1 No Wind Turbine with 31m hub height on mono-pole at lands 340m north of 214 Loughmacrory Rd, Copney, Carrickmore, Co Tyrone. | 340m north of 214 Loughmacrory Road, Copney Carrickmore Co Tyrone. | 259728 | 376790 | Approved | 2011/12 | 2011-10-17 |  |  | Approved
I/2010/0545/F | 2010-11-17 | Mid Ulster | Single wind turbine | Proposed 40 metre Wind Turbine to serve grid - (225KW) | Lands 305m S.W. of 108 Limehill Road_x000D_ Pomeroy_x000D_ Co. Tyrone_x000D_ | 268444 | 375207 | Approved | 2012/13 | 2012-11-16 |  |  | Approved
K/2010/0702/F | 2010-11-17 | Fermanagh and Omagh | Single wind turbine | Erection of 1 no. wind turbine with 31m hub height on mono-pole | 200m north of 76a Camlough Road, Mullanmore, Carrickmore, Co Tyrone, BT79 9LW | 260287 | 375040 | Approved | 2011/12 | 2011-04-20 |  |  | Approved
L/2010/0899/F | 2010-11-17 | Strategic Planning Division | Single wind turbine | 225kw Wind generating turbine with 35m Hub Height to export onto the electrical distribution grid. | Garraroosky_x000D_ Newtownbutler _x000D_BT92 8AY_x000D_ | 239132 | 328394 | Approved | 2012/13 | 2013-02-08 |  |  | Approved
P/2010/1391/F | 2010-11-17 | Newry, Mourne and Down | Single wind turbine | Erection of a single 250KW wind turbine of 32 metres tower height 47 metres to tip of rotor. | 400 metres north west approx. of 3 Aghhincurk Road_x000D_ Newtownhamilton._x000D_ | 293455 | 330046 | Approved | 2012/13 | 2012-12-19 |  |  | Approved
R/2010/0971/F | 2010-11-17 | Newry, Mourne and Down | Single wind turbine | Erection of 1no 250kw wind turbine with hub height of 30m (similar to that of the Vestas A27 or Wind Technik Nord (WTN 250). | 540 metres south east of 69 Newcastle Road, Drumsnade, Ballynahinch, Co Down. | 339162 | 346623 | Approved | 2012/13 | 2012-11-28 |  |  | Approved
T/2010/0546/F | 2010-11-17 | Antrim and Newtownabbey | Single wind turbine | 225Kw Wind Turbine 950 Metres East of 84 Budore Road, Ligoniel | 950m East 84 Budore Road_x000D_ Ligoniel_x000D_ Belfast_x000D_ | 326066 | 376563 | Approved | 2011/12 | 2011-06-28 |  |  | Approved
B/2010/0405/F | 2010-11-18 | Causeway Coast and Glens | Single wind turbine | 225kw wind turbine, with 30m tower. | 490m from 32 Glenconway Road_x000D_ Dungiven._x000D_ | 263421 | 413244 | Approved | 2012/13 | 2012-08-24 |  |  | Approved
D/2010/0346/F | 2010-11-18 | Causeway Coast and Glens | Single wind turbine | 225 KW wind turbine on 30m tower | 400m SSE of 91 Anticur Road_x000D_ Dunloy BT449DW_x000D_ | 304004 | 416725 | Approved | 2011/12 | 2012-03-07 |  |  | Approved
G/2010/0743/F | 2010-11-18 | Mid and East Antrim | Single wind turbine | 250kw (max) Wind Turbine on 30 metre tower | 112 metres NE of Loughmagarry Road_x000D_ Carnlea_x000D_ Ballymena_x000D_ BT43 6TW_x000D_ | 307632 | 411064 | Approved | 2011/12 | 2011-11-25 |  |  | Approved
G/2010/0744/F | 2010-11-18 | Mid and East Antrim | Single wind turbine | 75Kw V17 Vesta Wind Turbine on 23.4 Metre Tower | 85 Metres SSE of 6 Cladytown Road Kildowney Road Ballymena BT44 9HB | 306884 | 411522 | Withdrawn | 2013/14 | 2013-06-19 |  |  | Withdrawn
J/2010/0462/F | 2010-11-18 | Derry and Strabane | Single wind turbine | Erection of a wind turbine with a tower height of 23.5m | Approx 500m east of 8 Koram Road_x000D_ Legfordrum_x000D_ Strabane_x000D_ | 241586 | 394675 | Approved | 2011/12 | 2011-09-28 |  |  | Approved
J/2010/0463/F | 2010-11-18 | Derry and Strabane | Single wind turbine | Erection of a 20 KW Wind Turbine With a Tower Height of 20 Metres | Approximately 110 Metres North East of 38 Evish Road_x000D_ Strabane_x000D_ | 239629 | 396166 | Approved | 2011/12 | 2011-05-26 |  |  | Approved
J/2010/0465/F | 2010-11-18 | Derry and Strabane | Single wind turbine | Proposed 40m wind turbine to serve grid - (225kw) | Lands 770m S.W of 54 Carrickayne Road_x000D_ Aughabrack_x000D_ Co. Tyrone_x000D_ | 251722 | 397549 | Refused | 2011/12 | 2011-11-25 |  |  | Refused
J/2010/0466/F | 2010-11-18 | Derry and Strabane | Single wind turbine | Erection of a 15 KW Wind Turbine with a Tower Height of 20 Metres | Approximately 300 Metres North East of 23 Gortileck Road_x000D_ Artigarvan_x000D_ Strabane_x000D_ | 241352 | 400348 | Approved | 2011/12 | 2011-05-26 |  |  | Approved
J/2010/0469/F | 2010-11-18 | Derry and Strabane | Single wind turbine | Erection of a Wind Turbine (250 KW Max) With a Tower Height of 31 Metres | Approximately 540 Metres South of 26 Concess Road_x000D_ Victoria Bridge_x000D_ Strabane_x000D_ Access on to Fyfin Road_x000D_ | 233671 | 389944 | Approved | 2011/12 | 2011-04-22 |  |  | Approved
Q/2010/0540/F | 2010-11-18 | Armagh, Banbridge and Craigavon | Single wind turbine | Erection of 20kw wind turbine on 18m mast | 70m west of 19 Banbridge Road_x000D_ Rathfriland_x000D_ BT34 5PF_x000D_ | 319906 | 334851 | Approved | 2011/12 | 2011-06-09 |  |  | Approved
D/2010/0347/F | 2010-11-19 | Causeway Coast and Glens | Single wind turbine | Erection of a 31m hub height 45m to blade tip, 27m blade diameter. Vestas v27 225kW wind turbine to export to the grid. (AMENDED RED LINE on site location plan, amended position of turbine) | Land 150 metres north-east of 34 Landhead Road_x000D_ Dunaghy_x000D_ Ballymoney._x000D_ | 298231 | 425247 | Approved | 2011/12 | 2011-08-30 |  |  | Approved
J/2010/0481/F | 2010-11-19 | Derry and Strabane | Wind farm | Planning permission to erect six wind turbines with an overall height from ground to blade tip of 111m, 33kv substation and compound, construction of internal site tracks and associated works and ancillary works, access points on the Glenmornan Road and the relocation of the temporary turbine supply compound - FEI AMENDED PROPOSAL - includes the relocation of internal access tracks, reduction in turbine numbers from nine to six and the relocation of two turbines. | Townland of Craignagapple aprx 650m west of Legalougha Bridge and approx 200m east of Owenmore Bridge 8.5km east of Strabane BT82 0SR | 242958 | 396705 | Approved | 2017/18 | 2018-01-17 |  |  | Approved
B/2010/0388/F | 2010-11-22 | Causeway Coast and Glens | Single wind turbine | Proposed wind turbine, 50kw generator, hub height 37m | Site 240m North West of 89 Teeavan Road_x000D_ Dungiven._x000D_ | 268612 | 408244 | Refused | 2012/13 | 2012-09-21 |  |  | Refused
J/2010/0474/F | 2010-11-22 | Derry and Strabane | Single wind turbine | Proposed wind turbine, 1 Endurance e3120 50 Kw Turbine (24 Metre Tube Tower Construction) to Support existing engineering business | Site at 90 Metres West North West of 4 Whitehouse Road_x000D_ Castlederg_x000D_ BT81 7PG_x000D_ | 230704 | 383367 | Withdrawn | 2011/12 | 2011-05-11 |  |  | Withdrawn
K/2010/0727/F | 2010-11-22 | Fermanagh and Omagh | Single wind turbine | Proposed wind turbine for electricity generation mounted on a single pole: Application in lieu of previous approval, for change of position and height of pole (proposed pole height of 15 Metres) (Amended site) | Approximately 80 Metres N.N.E of 59 Drumlish Road_x000D_ Dromore_x000D_ Co Tyrone_x000D_ | 235937 | 366404 | Approved | 2011/12 | 2011-06-17 |  |  | Approved
M/2010/0891/F | 2010-11-22 | Mid Ulster | Single wind turbine | Installation of a 330 Kw Wind Turbine on a 49 M high free standing steel tower | Roses Lane_x000D_ Mullaghtinney_x000D_ Clogher_x000D_ Co Tyrone_x000D_ BT76 0AD_x000D_ | 254710 | 351886 | Refused | 2011/12 | 2011-08-01 |  |  | Refused
P/2010/1409/F | 2010-11-22 | Newry, Mourne and Down | Single wind turbine | Proposed wind turbine, 1 Gaia-wind 11kw turbine (15 metre monopole construction) to support existing farm business (Amended proposal) | 250 metres south of 33 Drumnascamph Road_x000D_ Rathfriland_x000D_ | 321879 | 331931 | Approved | 2011/12 | 2011-11-23 |  |  | Approved
F/2010/0383/F | 2010-11-23 | Strategic Planning Division | Single wind turbine | Proposed A27 225KW wind turbine with a 40m hub, under PPS18 | 359 metres north west of 2 Castle Hill Road_x000D_ Larne_x000D_ Co Antrim_x000D_ BT40 2TP_x000D_ | 335497 | 401074 | Withdrawn | 2010/11 | 2011-03-07 |  |  | Withdrawn
D/2010/0349/F | 2010-11-26 | Causeway Coast and Glens | Single wind turbine | Wind turbine for domestic use installed on a 15m monopole tower (5kw). | 116 Newbridge Road_x000D_ Ballymoney_x000D_ BT53 6QN_x000D_ | 292305 | 427612 | Approved | 2010/11 | 2011-02-23 |  |  | Approved
G/2010/0761/F | 2010-11-26 | Mid and East Antrim | Single wind turbine | 250KW (max) WIND TURBINE ON 30 METRE TOWER | 150 Metres North West of 28 Loughmagarry Road_x000D_Ballymena_x000D_BT43 6TW_x000D_ | 307875 | 410324 | Approved | 2012/13 | 2013-02-22 |  |  | Approved
G/2010/0762/F | 2010-11-26 | Mid and East Antrim | Single wind turbine | 225Kw wind turbine on 30 Metre tower | 130 Metres South East of 40 Carnlea Road_x000D_ Ballymena_x000D_BT43 6TS_x000D_ | 308400 | 411565 | Approved | 2011/12 | 2011-10-31 |  |  | Approved
J/2010/0478/F | 2010-11-26 | Derry and Strabane | Single wind turbine | Erection of 225KW wind turbine 31m hub height to serve beef farm and with surplus export to the grid. | Site 230m south east of 20 Stone Road_x000D_ Victoria Bridge_x000D_ Strabane_x000D_ | 234127 | 388966 | Approved | 2011/12 | 2011-04-28 |  |  | Approved
K/2010/0731/F | 2010-11-26 | Fermanagh and Omagh | Single wind turbine | Proposed 225kw wind turbine, height 40m | 150m South East of 32 Inishative Road_x000D_ Carrickmore_x000D_ Omagh_x000D_ | 263620 | 370056 | Withdrawn | 2012/13 | 2012-06-22 |  |  | Withdrawn
E/2010/0334/F | 2010-11-29 | Causeway Coast and Glens | Single wind turbine | Erection of 1 no. 250kW Wind Turbine with a hub height of 37m. | 320m South East of 66 Moyarget Road_x000D_ Ballycastle_x000D_ BT54 6HL_x000D_ | 308947 | 438785 | Approved | 2011/12 | 2012-01-09 |  |  | Approved
G/2010/0766/F | 2010-11-29 | Mid and East Antrim | Single wind turbine | Erection of 250kw wind turbine with 32.3m hub height and 32m blade diameter | 293m North East of 97 Ballyconnelly Road_x000D_ Cullybackey_x000D_ | 302593 | 405444 | Approved | 2012/13 | 2012-10-11 |  |  | Approved
D/2010/0356/F | 2010-11-30 | Strategic Planning Division | Wind farm | Windfarm comprising of up to nine turbines (each with an overall maximum height of 101.2m above ground level) and associated infrastructure including an upgraded site entrance, new and upgraded onsite access tracks, an onsite substation and control building, underground cables, two temporary monitoring masts, a permanent meteorological mast, a communications mast, a temporary construction compound, a temporary storage area, a temporary enabling works compound and road widening and improvement works on sections of the transport route (road improvement works). | Proposed Altaveedan Wind Farm in the townlands of Shelton South Aldorough Altaveedan North Altaveedan South and Turnavedog near Loughguile Co Antrim | 310938 | 426967 | Approved | 2013/14 | 2013-10-28 |  |  | Approved
G/2010/0772/F | 2010-11-30 | Mid and East Antrim | Single wind turbine | 250kw (max) wind turbine on 30 Metre tower | 170 Metres South West of 146 Crankill Road_x000D_Ballymena_x000D_ | 306940 | 411027 | Approved | 2012/13 | 2012-11-15 |  |  | Approved
K/2010/0743/F | 2010-11-30 | Fermanagh and Omagh | Single wind turbine | Proposed 225kw Wind Turbine, Tower Height 50m | Approx 400m South West of 42 Gleneeny Road_x000D_ Sixmilecross_x000D_ Omagh_x000D_ | 264146 | 368022 | Approved | 2011/12 | 2012-02-15 |  |  | Approved
Y/2010/0498/F | 2010-11-30 | Strategic Planning Division | Single wind turbine | Erection of small - medium sized wind turbine with 30 metre hub and 20 metre rotor span | 280m South West from offices at Lesdoonan_x000D_ Belfast Road_x000D_ Carryduff_x000D_ | 338314 | 363036 | Approved | 2011/12 | 2012-03-01 |  |  | Approved
A/2010/0757/F | 2010-12-01 | Derry and Strabane | Single wind turbine | Proposed A27 225KW wind turbine with 40 metre hub under PPS18 | 337 Metres South East of 15 Hollyhall Road_x000D_ Londonderry_x000D_ | 241161 | 417435 | Refused | 2011/12 | 2011-12-20 |  |  | Refused
D/2010/0358/F | 2010-12-01 | Causeway Coast and Glens | Single wind turbine | 225Kw wind turbine on 30 metre tower | 385 metres east of 7 Gortahar Lane Magheraboy Rasharkin BT44 8SQ | 297911 | 414705 | Approved | 2013/14 | 2013-12-02 |  |  | Approved
Q/2010/0599/F | 2010-12-01 | Armagh, Banbridge and Craigavon | Single wind turbine | Erection of a A27 225 kv wind turbine with a 30 metre hub | 132 metres south west of 17 Ballysallagh Road Dromore BT25 1PD | 321985 | 351217 | Refused | 2013/14 | 2013-06-03 |  |  | Refused
S/2010/1017/F | 2010-12-01 | Lisburn and Castlereagh | Single wind turbine | Proposed A27 225KW wind turbine with a 30 metre hub, under PPS 18. | 285 metres north west of 41 Forthill Road Dromore Co Down BT25 1RF. | 320308 | 356597 | Refused | 2011/12 | 2011-11-29 |  |  | Refused
M/2010/0902/F | 2010-12-02 | Mid Ulster | Single wind turbine | Erection of a 50kw wind turbine with a tower height of 30m | Approx 530m South East of 61 Aughintober Road_x000D_ Cabragh_x000D_ Dungannon_x000D_ | 272038 | 362344 | Approved | 2012/13 | 2012-10-22 |  |  | Approved
S/2010/1039/F | 2010-12-02 | Lisburn and Castlereagh | Single wind turbine | 250KW Wind Turbine with a Hub height of 30m | Lands 300m South West of 221 Comber Road. Lisburn_x000D_ BT27 6XY_x000D_ | 330509 | 361531 | Approved | 2012/13 | 2012-11-27 |  |  | Approved
I/2010/0565/F | 2010-12-03 | Mid Ulster | Single wind turbine | Proposed 225kw wind turbine with 29m rotar diameter and 40m tower height to provide power to beef farm with surplus sold to grid | 90m North West of 79 Gortscraheen Road_x000D_ Pomeroy_x000D_ BT70 2SB_x000D_ | 267973 | 375379 | Approved | 2012/13 | 2012-07-20 |  |  | Approved
S/2010/1038/F | 2010-12-03 | Lisburn and Castlereagh | Single wind turbine | 250KW Wind Turbine with a Hub Height of 30m | Lands 200m West of 54 Drumalig Road Carryduff BT8 8EQ | 336677 | 362705 | Withdrawn | 2014/15 | 2014-11-07 |  |  | Withdrawn
D/2010/0361/F | 2010-12-06 | Causeway Coast and Glens | Single wind turbine | Propoed 11Kw GAIA wind turbine 18 metre hub height, Under PPS18 | 246 metres east of 64 Sheltin Road_x000D_ Loughgiel_x000D_ BT44 9JR_x000D_ | 309152 | 425531 | Approved | 2011/12 | 2012-01-19 |  |  | Approved
I/2010/0568/F | 2010-12-07 | Mid Ulster | Single wind turbine | Proposed 250 Kw Wind Turbine Tower Height 40 Metres | 450 Metres North East of 11 Murnells Road_x000D_ Pomeroy_x000D_ | 267520 | 376070 | Withdrawn | 2011/12 | 2012-03-22 |  |  | Withdrawn
K/2010/0745/F | 2010-12-07 | Fermanagh and Omagh | Single wind turbine | Proposed 225kw wind turbine, tower height 40m | 320m South East of 190 Cloghfin Road_x000D_ Sixmilecross_x000D_ Omagh_x000D_ | 264065 | 364841 | Withdrawn | 2011/12 | 2011-09-02 |  |  | Withdrawn
T/2010/0591/F | 2010-12-07 | Antrim and Newtownabbey | Single wind turbine | 225kw wind turbine on 30 metre tower | 102 metres SSE of 57 Moneynick Road_x000D_ Randalstown_x000D_ BT41 3HW_x000D_ | 306097 | 389720 | Withdrawn | 2011/12 | 2011-06-06 |  |  | Withdrawn
T/2010/0592/F | 2010-12-07 | Antrim and Newtownabbey | Single wind turbine | 250w Wind Turbine at 32 Hub height for farm and grid. | 202 Metres North West of 65 Moneynick Road_x000D_ Randalstown_x000D_ | 305579 | 389866 | Approved | 2011/12 | 2011-08-01 |  |  | Approved
T/2010/0594/F | 2010-12-07 | Antrim and Newtownabbey | Single wind turbine | 250KW Wind turbine at 32 hub height for farm and grid. | 101 Metres North North West of 61 Moneynick Road_x000D_ Randalstown_x000D_ BT41 3HW_x000D_ | 305889 | 389926 | Approved | 2011/12 | 2011-08-01 |  |  | Approved
M/2010/0913/F | 2010-12-08 | Mid Ulster | Single wind turbine | Erection of a Wind Turbine (50 Kw Max) With a Tower height of 30 Metres | Approximately 210 Metres South West of 29 Carrowcolman Road_x000D_ Dungannon_x000D_ | 277888 | 354801 | Approved | 2011/12 | 2011-10-24 |  |  | Approved
M/2010/0922/F | 2010-12-08 | Mid Ulster | Single wind turbine | Erection of a wind turbine (50 KW Max) with a tower height of 30 Metres | Approx 65m north of 13 Mullybrannon Road_x000D_ Dungannon_x000D_ | 280370 | 359590 | Withdrawn | 2012/13 | 2012-11-26 |  |  | Withdrawn
S/2010/1029/F | 2010-12-08 | Lisburn and Castlereagh | Single wind turbine | Erection of a Wind Turbine (250KW max.) with a tower height of 50m | Approx 320m North East of Tansy Road and Porters Bridge Road junction. Ballinderry Upper_x000D_ Lisburn_x000D_ | 319311 | 368268 | Withdrawn | 2011/12 | 2011-07-20 |  |  | Withdrawn
C/2010/0686/F | 2010-12-09 | Causeway Coast and Glens | Single wind turbine | 250 KW (max) Wind Turbine on 30 Metre Tower. | 140 SW of 67 Altikeeragh Road_x000D_ Castlerock_x000D_ Coleraine_x000D_BT51 4ST._x000D_ | 275257 | 432077 | Approved | 2011/12 | 2012-02-20 |  |  | Approved
O/2010/0832/F | 2010-12-09 | Armagh, Banbridge and Craigavon | Single wind turbine | Proposed new 11kw wind turbine with a hub height of 18.3 metres and a black tip height of 24.8 metres to serve grid | 95 metres south west from 83 Cormeen Road_x000D_ Killylea_x000D_ Armagh_x000D_ | 279931 | 341574 | Approved | 2011/12 | 2012-02-07 |  |  | Approved
O/2010/0833/F | 2010-12-09 | Armagh, Banbridge and Craigavon | Single wind turbine | Proposed new 11kw wind turbine with a hub height of 18.3m and a blade tip height of 24.8m to serve grid | Approx 208m North from 70 Hamiltonsbawn Road_x000D_ Armagh Bt60 1HW_x000D_ | 289470 | 345640 | Approved | 2012/13 | 2012-05-08 |  |  | Approved
O/2010/0836/F | 2010-12-09 | Armagh, Banbridge and Craigavon | Single wind turbine | Proposed new 11kv wind turbine with a hub height of 18.3 metres and a blade tip height of 24.8 metres to serve grid | Approx 175 metres north west from 39 Drumcronwell Road_x000D_ Armagh_x000D_ | 287540 | 340556 | Approved | 2011/12 | 2012-03-16 |  |  | Approved
O/2010/0843/F | 2010-12-09 | Armagh, Banbridge and Craigavon | Single wind turbine | Proposed new 225 kw wind turbine with a hub height of 31.5 metres and 45 metres to blade tip to serve grid | Approx 815 metres north westfrom 19 Tullyherron Road_x000D_ Markethill_x000D_ BT60 2UF_x000D_ | 298539 | 333166 | Approved | 2011/12 | 2011-10-18 |  |  | Approved
Q/2010/0592/F | 2010-12-09 | Newry, Mourne and Down | Single wind turbine | Installation of 150 kv 24 metres high wind turbine to generate electricity for farm use and export to the grid | Approx 95 metres north north east of 74 Castlewellan Road_x000D_ Dromara_x000D_ Dromore_x000D_ BT25 2JN_x000D_ | 330509 | 348974 | Approved | 2011/12 | 2011-09-29 |  |  | Approved
J/2010/0498/F | 2010-12-10 | Derry and Strabane | Single wind turbine | Proposed 30 Metre High 50 Kw Wind Turbine to Provide Electricity for Grid Connection | Site 100 Metres South East of 112 Peacock Road_x000D_ Sion Mills_x000D_ | 231115 | 389899 | Refused | 2012/13 | 2013-01-24 |  |  | Refused
K/2010/0759/F | 2010-12-10 | Fermanagh and Omagh | Single wind turbine | Erection of 225kw Vestas V27 wind turbine with 31m hub height | 350m West of 10 Moorfield Road_x000D_ Trillick_x000D_ Omagh_x000D_ | 229826 | 358306 | Approved | 2011/12 | 2011-06-17 |  |  | Approved
L/2011/0003/F | 2010-12-10 | Strategic Planning Division | Single wind turbine | 20 Kw twin rotor wind turbine with 18 m hub height to export to electrical grid | Cavanagh, Newtownbutler_x000D_ | 244057 | 323195 | Withdrawn | 2011/12 | 2012-03-13 |  |  | Withdrawn
L/2011/0110/F | 2010-12-10 | Fermanagh and Omagh | Single wind turbine | 20kw twin-rotor wind-turbine with 18m hub height to export to electrical grid | Mullaghkippin Lisbellaw | 244055 | 323183 | Refused | 2013/14 | 2014-02-28 |  |  | Refused
B/2010/0448/F | 2010-12-15 | Strategic Planning Division | Single wind turbine | Amendment to consented planning application B/2006/0607. Revision of a maximum height of rotor diameter of candidate wind turbine 82.4m to a maximum of 90-93m (increasing maximum tip height from 111.2m to 115m) | Land at Glenconway Hill_x000D_ off Baranailt Road_x000D_ Irish grid reference: 262017_x000D_ 415061_x000D_ | 262216 | 414826 | Approved | 2011/12 | 2012-02-24 |  |  | Approved
I/2010/0569/F | 2010-12-15 | Strategic Planning Division | Wind farm | Proposed 1 no ACSA A27/225kW wind turbine (41m hub height) and associated site and access works. | Approximately 155m South East and 200m South West of 68 Cavanoneill Road_x000D_ Pomeroy_x000D_ Dungannon_x000D_ BT70 2SH_x000D_ | 268695 | 376631 | Approved | 2012/13 | 2013-03-25 |  |  | Approved
O/2010/0856/F | 2010-12-15 | Armagh, Banbridge and Craigavon | Single wind turbine | Erection of 1 no wind turbine (noise impact assessment submitted) | 375 metres south east of 25 Seagahan Road_x000D_ Armagh_x000D_ BT60 2BH_x000D_ | 293598 | 340413 | Refused | 2012/13 | 2012-12-11 |  |  | Refused
Q/2010/0596/F | 2010-12-15 | Armagh, Banbridge and Craigavon | Single wind turbine | Erection of 20KW wind turbine with a tower height of 20metres | Approximately 80metres south of 20 Fedany Road_x000D_ Dromore_x000D_ | 323534 | 346276 | Approved | 2011/12 | 2011-06-09 |  |  | Approved
D/2010/0378/F | 2010-12-16 | Causeway Coast and Glens | Single wind turbine | 11 Kw Wind Turbine and lattice tower. Hub height 18m, tip height 24.5m, blade diameter 13m. | 230 NE of 134 Coolkeeran Road_x000D_ Loughgiel_x000D_ Ballymena_x000D_ | 308378 | 426284 | Withdrawn | 2011/12 | 2011-06-28 |  |  | Withdrawn
I/2011/0009/F | 2010-12-16 | Mid Ulster | Single wind turbine | 225 Kw Wind Turbine on 30 Metre Tower | 112 Metres South South West of 47 Shivey Road Cookstown BT80 9HB | 277344 | 374193 | Withdrawn | 2013/14 | 2013-05-23 |  |  | Withdrawn
I/2011/0010/F | 2010-12-16 | Mid Ulster | Single wind turbine | 225 Kw Wind Turbine on 30 Metre Tower (Noise Assessment) | 129 Metres North East of 9 Keenaghan Road Tullyreavy Cookstown BT70 3JL | 274471 | 374729 | Withdrawn | 2013/14 | 2013-05-23 |  |  | Withdrawn
P/2010/1521/F | 2010-12-17 | Newry, Mourne and Down | Single wind turbine | 250kw wind turbine with a hub height of 30m and rota diameter of 30m | Lands 200m south of 254 Dublin Road_x000D_ Newry_x000D_ | 307939 | 320039 | Withdrawn | 2012/13 | 2012-08-13 |  |  | Withdrawn
J/2011/0010/F | 2010-12-20 | Derry and Strabane | Single wind turbine | Proposed 225kw wind turbine - Tower height 30m | 315m SE of 52 Brook Road_x000D_ Donemana_x000D_ | 244559 | 401435 | Approved | 2011/12 | 2011-11-07 |  |  | Approved
J/2011/0012/F | 2010-12-20 | Derry and Strabane | Single wind turbine | Proposed 225kw wind turbine - tower height 30m | 245m SW of 19 Barron Road_x000D_ Artigarvin_x000D_ | 242572 | 401261 | Approved | 2011/12 | 2011-04-21 |  |  | Approved
K/2010/0758/F | 2010-12-20 | Fermanagh and Omagh | Wind farm | Seven wind turbines with maximum tip height of 115m above ground level; electrical substation, underground electrical cables, meteorological mast, access tracks, access onto public road. | Killyfuddy Road Glengeen Trillick BT78 3PN | 236700 | 356656 | Refused | 2014/15 | 2014-11-13 |  |  | Refused
M/2011/0011/F | 2010-12-20 | Mid Ulster | Single wind turbine | Erection of 1 No 50 Kw Wind Turbine with 29 Metre Hub Height on Mono-pole | 150 Metres West of 47 Errigal Road_x000D_ Sesskillgreen_x000D_ Ballygawley_x000D_ Dungannon_x000D_ Co Tyrone BT70 2DQ_x000D_ | 258226 | 357283 | Refused | 2011/12 | 2011-08-01 |  |  | Refused
M/2011/0015/F | 2010-12-20 | Mid Ulster | Single wind turbine | Erection of 1 No Wind Turbine with 40 Metre Hub Height on Monopole. | Lands 220 Metres North of 52 Reclain Road_x000D_ Castlecaulfield_x000D_ Co Tyrone_x000D_ BT70 3BS_x000D_ | 270044 | 364498 | Approved | 2011/12 | 2011-12-20 |  |  | Approved
M/2011/0017/F | 2010-12-20 | Mid Ulster | Single wind turbine | Erection of a wind turbine (250kw max) with a tower height of 40m | Approx 480m North of 42 Culrevog Road_x000D_ Benburb_x000D_ | 282428 | 355860 | Refused | 2011/12 | 2011-08-01 |  |  | Refused
M/2011/0018/F | 2010-12-20 | Mid Ulster | Single wind turbine | Erection of a wind turbine (250kw max) with a tower height of 40m | Approx 340m North West of 28 Drumgose Road_x000D_ Benburb_x000D_ | 282094 | 353583 | Refused | 2011/12 | 2011-08-01 |  |  | Refused
M/2011/0019/F | 2010-12-20 | Mid Ulster | Single wind turbine | Erection of a wind turbine (50kw max) with a tower height of 30m | Approx 330m North East of 43 Mullybrannon Road_x000D_ Dungannon_x000D_ | 280559 | 358788 | Withdrawn | 2011/12 | 2011-11-14 |  |  | Withdrawn
O/2010/0871/F | 2010-12-20 | Armagh, Banbridge and Craigavon | Single wind turbine | Replacement and relocation of approved 15kw Wind Turbine on a 15 metre mast with a 250kw Wind Turbine on a 50 metre mast | Site 210 metres North West of No.7 Rathconvil Road_x000D_ Poyntzpass_x000D_ | 302081 | 338463 | Withdrawn | 2011/12 | 2012-02-07 |  |  | Withdrawn
M/2011/0023/F | 2010-12-21 | Mid Ulster | Single wind turbine | Erection of a single 250kW wind turbine height (47m to tip) and control room | 300m West of 18 Aughafad Road_x000D_ Pomeroy_x000D_ Co Tyrone_x000D_ | 269615 | 368765 | Approved | 2011/12 | 2011-06-01 |  |  | Approved
O/2010/0880/F | 2010-12-21 | Armagh, Banbridge and Craigavon | Single wind turbine | Installation of 250kw wind turbine with a 50m hub height and 33m blade diameter with maintenance access from existing laneway (amended siting) | 180m North East of 12 Ballyshiel Road_x000D_ Tandragee_x000D_ | 301852 | 342499 | Approved | 2012/13 | 2012-06-28 |  |  | Approved
I/2011/0014/F | 2010-12-22 | Mid Ulster | Single wind turbine | Proposed wind turbine, 1 C&F 20kw turbine (20m tubular tower construction) to support existing farm business. | Approx 52m North West of 82 Newmills Road_x000D_ Dungannon._x000D_ | 281222 | 371223 | Refused | 2012/13 | 2012-11-26 |  |  | Refused
C/2010/0709/F | 2010-12-23 | Strategic Planning Division | Single wind turbine | 250Kw wind turbine on 30 meter tower | 435 NE of 23 Green Road_x000D_ upper Quilly_x000D_ Articlave_x000D_ BT51 4LX_x000D_ | 281011 | 432595 | Withdrawn | 2011/12 | 2012-03-10 |  |  | Withdrawn
I/2011/0016/F | 2010-12-23 | Strategic Planning Division | Single wind turbine | 225kw wind turbine with 27m rotor and 32m hub for farm and grid | 150 metres SSW of 65 Limehill Road_x000D_ Pomeroy_x000D_ BT70 2RY_x000D_ | 269073 | 374517 | Approved | 2012/13 | 2013-01-22 |  |  | Approved
K/2011/0029/F | 2010-12-23 | Fermanagh and Omagh | Single wind turbine | Erection of 1 NO. Domestic 20KW Wind Turbine with 15m Hub Height on Monopole at 23 Realtons Road, Trillick, Co. Tyrone, BT78 3SB | 23 Realtons Road_x000D_ Trillick_x000D_ Co. Tyrone_x000D_ BT78 3SB_x000D_ | 232258 | 352266 | Approved | 2010/11 | 2011-03-30 |  |  | Approved
L/2011/0080/F | 2010-12-23 | Fermanagh and Omagh | Single wind turbine | Erection of 1 no domestic wind turbine with 15m hub height on mono-pole | lands 200m South-East of 135 Lack Road_x000D_ Drumduff_x000D_ Irvinestown_x000D_ Co Fermanagh_x000D_ BT94 1BQ._x000D_ | 225445 | 360505 | Approved | 2011/12 | 2011-05-24 |  |  | Approved
L/2011/0045/F | 2010-12-29 | Strategic Planning Division | Single wind turbine | Erection of 1 No 20Kw wind turbine on 20m mono pole | 50 Clarnagh Road_x000D_Clarnagh_x000D_Tempo BT94 3FJ_x000D_ | 236956 | 347915 | Approved | 2011/12 | 2011-04-27 |  |  | Approved
W/2011/0007/F | 2010-12-29 | Ards and North Down | Single wind turbine | Erection of a 75kw wind turbine on a 24 metre tower to generate electricity for use on the farm and in the farm dwelling (amended proposal description) | 100 Metres South Of 1 South Circular Road_x000D_Ballymagee_x000D_Bangor._x000D_ | 351568 | 380361 | Withdrawn | 2011/12 | 2011-08-11 |  |  | Withdrawn
B/2010/0458/F | 2010-12-31 | Causeway Coast and Glens | Single wind turbine | 250kw wind turbine on 30 metre tower. | 475 metres NW of 149 Pollys Brae Road_x000D_ Dungiven._x000D_ | 263978 | 414870 | Refused | 2011/12 | 2011-11-21 |  |  | Refused
B/2010/0461/F | 2010-12-31 | Causeway Coast and Glens | Single wind turbine | 250kw wind turbine on 30 metre tower. | 90 metres North East of Glenshane Road_x000D_ Dungiven._x000D_ | 275168 | 406708 | Refused | 2011/12 | 2011-11-17 |  |  | Refused
W/2011/0019/F | 2010-12-31 | Ards and North Down | Wind farm | The proposed development is the addition of 3 number small scale wind turbines. The energy from the wind turbines is to be used within the car park and/or Marks and Spencer. | Marks and Spencer Car Park_x000D_ Bloomfield Shopping Centre_x000D_ South Circular Road_x000D_ Bangor_x000D_ County Down_x000D_ BT19 7HB._x000D_ | 351496 | 380263 | Refused | 2011/12 | 2011-07-28 |  |  | Refused
K/2011/0040/F | 2011-01-05 | Fermanagh and Omagh | Single wind turbine | Erection of 1 no 225kw wind turbine with a hub height of 30m | 420m north west of 124 Rockstown Road_x000D_ Pomeroy_x000D_ | 264204 | 373113 | Approved | 2012/13 | 2012-07-04 |  |  | Approved
N/2011/0003/F | 2011-01-07 | Armagh, Banbridge and Craigavon | Single wind turbine | Erection of 11kv wind turbine on a 18 metre high lattice tower type mast | 90 metres noth north west of no 16 Derrycaw Lane_x000D_ Birches_x000D_ Portadown_x000D_ | 292789 | 360868 | Approved | 2011/12 | 2011-10-27 |  |  | Approved
P/2011/0031/F | 2011-01-07 | Newry, Mourne and Down | Single wind turbine | Wind turbine, 30 metres Hub height 27 metres rotor diameter | 250 metres from 31 Tullygeasey Road Newtownhamilton BT35 0EP | 291740 | 327885 | Refused | 2016/17 | 2017-02-08 |  |  | Refused
T/2011/0004/F | 2011-01-07 | Antrim and Newtownabbey | Single wind turbine | 225KW Wind turbine at 32 hub height for farm and grid. | 300 Metres South East Of 52 Moneynick Road_x000D_ Randalstown_x000D_BT41 3 HW_x000D_ | 306581 | 389166 | Approved | 2011/12 | 2011-11-01 |  |  | Approved
P/2011/0016/F | 2011-01-10 | Newry, Mourne and Down | Single wind turbine | Installation of a grid connected 20kw turbine on a 18 metre tower to provide renewable energy for domestic usage | 160 metres north of 17 Cloghinny Road Forkhill_x000D_ | 302452 | 317954 | Refused | 2012/13 | 2013-01-31 |  |  | Refused
H/2011/0016/F | 2011-01-11 | Mid Ulster | Single wind turbine | Erection of 1No. 90KW Wind Turbine with a hub height of 25 Metres. | 340 Metres South East of 14 Dunarnon Road Magherafelt | 287725 | 390118 | Withdrawn | 2013/14 | 2013-05-22 |  |  | Withdrawn
I/2011/0037/F | 2011-01-11 | Mid Ulster | Single wind turbine | Proposed 250kw wind turbine tower height 40m with surplus power sold to grid. | Approx 340W North West of 25 Murnells Road Pomeroy BT70 25L_x000D_ | 267743 | 376203 | Approved | 2012/13 | 2012-08-02 |  |  | Approved
A/2011/0011/F | 2011-01-12 | Derry and Strabane | Single wind turbine | Erection of a Wind turbine with a tower height of 20M. | Approx. 340m South West of Baranailt Road and Foreglen Road junction Claudy | 254242 | 408280 | Approved | 2013/14 | 2013-09-06 |  |  | Approved
F/2011/0015/F | 2011-01-12 | Mid and East Antrim | Single wind turbine | A single wind turbine {150kw max} with a tower height of 30 Metres to serve dwelling and existing farm Buildings. | 233 Metres North of 47 Manse Road_x000D_Ballycarry_x000D_ | 343956 | 394220 | Approved | 2011/12 | 2012-02-17 |  |  | Approved
F/2011/0016/F | 2011-01-13 | Mid and East Antrim | Single wind turbine | Proposed a27 225kw wind turbine with 30m hub height. | 308m North East of 30 Cairncastle Road Ballygalley Larne BT40 2RB_x000D_ | 336801 | 407831 | Refused | 2011/12 | 2011-11-17 |  |  | Refused
K/2011/0053/F | 2011-01-13 | Fermanagh and Omagh | Single wind turbine | Proposed 250kw wind turbine with mast height of 30m (Noise Report submitted) | Approx 185m South East of 82 Ecclesville Road_x000D_ Fintona_x000D_ | 244999 | 360321 | Approved | 2011/12 | 2012-02-15 |  |  | Approved
C/2011/0021/F | 2011-01-14 | Strategic Planning Division | Single wind turbine | Proposed 250KW Wind Turbine, hub height 31.5m, blade length 13.5m | 250m east south east of 145 Cloyfin Road_x000D_ Coleraine_x000D_ | 289811 | 436372 | Approved | 2012/13 | 2012-09-03 |  |  | Approved
O/2011/0018/F | 2011-01-14 | Armagh, Banbridge and Craigavon | Single wind turbine | Erection of a wind turbine (50kw Max) with a tower height of 20m | Approx. 150M. North East of 33 Old Road_x000D_ Loughgall_x000D_ | 291739 | 352652 | Approved | 2012/13 | 2013-01-25 |  |  | Approved
C/2011/0025/F | 2011-01-17 | Causeway Coast and Glens | Single wind turbine | Erection of a wind turbine (250KW Max) with tower height of 31m | Approx 60m South West of Crossland Farm and end of Crossland Road Swatragh_x000D_ | 286623 | 410719 | Approved | 2011/12 | 2012-02-24 |  |  | Approved
H/2011/0026/F | 2011-01-17 | Mid Ulster | Single wind turbine | Proposed 225kw Wind Turbine (Vestas V29 225 kwh - 31m to hub with 29m diameter rotors) | 290 Metres South West of 150 Tirkane Road_x000D_Maghera_x000D_ | 282020 | 403789 | Approved | 2012/13 | 2012-05-24 |  |  | Approved
G/2011/0018/F | 2011-01-18 | Mid and East Antrim | Single wind turbine | 225 kw wind turbine on a 40 meter tower for the production of electricity | 130metres South East of 7 Craigstown Road_x000D_ Moorfields_x000D_ BT42 3DF_x000D_ | 317918 | 398300 | Approved | 2011/12 | 2012-02-16 |  |  | Approved
G/2011/0020/F | 2011-01-19 | Mid and East Antrim | Single wind turbine | Erection Of 150KW Wind Turbine Height 30 Metres | 170 Metres North East of 33 Carmegrim Road_x000D_Portglenone_x000D_Ballymena_x000D_BT44 8DE_x000D_ | 300930 | 401336 | Withdrawn | 2011/12 | 2011-12-20 |  |  | Withdrawn
T/2011/0014/F | 2011-01-19 | Antrim and Newtownabbey | Single wind turbine | Erection of a single 225kw wind turbine of 30m tower height (45m to tip) and control room | 460m east of 66 Parkgate Road_x000D_ Kells_x000D_ Ballymena_x000D_ BT42 3PF_x000D_ | 316447 | 395979 | Approved | 2011/12 | 2011-04-19 |  |  | Approved
K/2011/0069/F | 2011-01-20 | Fermanagh and Omagh | Single wind turbine | Vesta's V27 wind turbine (27m Dia x 30m High x 225kw) to generate power for sale to the NIE grid or any local requirements | 300m South West of 102_x000D_ Killyliss Road_x000D_ Tonnagh-More_x000D_ Fintona_x000D_ | 239884 | 359840 | Approved | 2011/12 | 2011-12-08 |  |  | Approved
F/2011/0024/F | 2011-01-21 | Mid and East Antrim | Single wind turbine | A single Wind Turbine 250KW max with tower height of 30 Metres to serve Dwelling,milking palours and existing farm buildings | 390 Metres West of 91 Shanes Hill Road_x000D_Larne_x000D_BT40 2TQ_x000D_ | 334246 | 400453 | Approved | 2011/12 | 2011-07-15 |  |  | Approved
H/2011/0045/F | 2011-01-21 | Mid Ulster | Single wind turbine | Wind Turbine {hub height of 31 metres and blade radius of 14 metres} | Approximately 550 Metres North West of the Junction of Drumard Road And Cullion Road_x000D_Draperstown_x000D_ | 279016 | 389898 | Refused | 2012/13 | 2012-09-21 |  |  | Refused
H/2011/0046/F | 2011-01-21 | Mid Ulster | Single wind turbine | Wind Turbine (hub height of 31 metres and blade radius of 14 metres) | Approx 590 metres north west of the junction of Drumard Road_x000D_ and Cullion Road_x000D_ Draperstown_x000D__x000D_ | 278917 | 389934 | Refused | 2012/13 | 2012-09-21 |  |  | Refused
K/2011/0065/F | 2011-01-21 | Fermanagh and Omagh | Single wind turbine | Proposed erection of 150kw wind turbine, Hub height 30M with 24M diameter Rotor (Colour White) (Amended siting and turbine type) | Approximately 200 Metres North West of 67 Raneese Road Seskinore Omagh (Access from Gargrim Road) | 247397 | 359972 | Approved | 2013/14 | 2013-09-19 |  |  | Approved
G/2011/0028/F | 2011-01-24 | Mid and East Antrim | Single wind turbine | Erection of 225KW Vestas V27 Wind Turbine with 31 Metre Hub Height | 665 Metres North West Of 57 Collin Road_x000D_ Ballyclare_x000D_BT39 9TF_x000D_ | 324660 | 397111 | Refused | 2011/12 | 2012-02-27 |  |  | Refused
M/2011/0088/F | 2011-01-24 | Mid Ulster | Single wind turbine | Proposed domestic wind turbine, 1 Gaia-wind 133 11kw turbine (18.3 Metre tube tower construction) to power dwelling and community security lighting and gates | Site approximately 53 Metres North West of 32C Glencon Road_x000D_ Dungannon_x000D_ BT71 4HQ_x000D_ | 280104 | 369363 | Withdrawn | 2011/12 | 2011-05-16 |  |  | Withdrawn
O/2011/0028/F | 2011-01-24 | Armagh, Banbridge and Craigavon | Single wind turbine | Installation of 250kw wind turbine with a 44m hub height and 30m blade diameter with maintenance laneway | 200m South of 17 Mavemacullen Road Tandragee_x000D_ | 300731 | 341700 | Withdrawn | 2012/13 | 2012-04-24 |  |  | Withdrawn
C/2011/0041/F | 2011-01-25 | Causeway Coast and Glens | Single wind turbine | Erection of a 225KW wind turbine with a tower height of 31m. To serve existing farm - supercede previous approval ref C/2009/0088/F | Approx 65m SW of 7 Belraugh Road_x000D_ Garvagh_x000D_ | 279903 | 421190 | Approved | 2012/13 | 2012-08-23 |  |  | Approved
F/2011/0028/F | 2011-01-27 | Mid and East Antrim | Single wind turbine | Erection of A Wind Turbine {20 KW max} with a Tower Height of 15Metres and Switch/Control Building | Approx_x000D_200 Metres south East of 62 Mullaghsandal Road_x000D_Larne_x000D_BT40 2ly_x000D_ | 331381 | 405610 | Approved | 2012/13 | 2012-05-22 |  |  | Approved
H/2011/0057/F | 2011-01-27 | Mid Ulster | Single wind turbine | Erection of a 225KW Wind Turbine with a Tower Height 0f 31 Metres and control room (Submission of Noise Impact Assessment) | Approx 330 Metres North East of 34 Brough Road Castledawson | 294129 | 392778 | Refused | 2015/16 | 2015-12-09 |  |  | Refused
R/2011/0071/F | 2011-01-27 | Newry, Mourne and Down | Single wind turbine | 20KW westwind turbine on an 18m tower for domestic use | 170m NE of 73 Ballymorran Road Killinchy | 352150 | 358807 | Refused | 2014/15 | 2014-10-08 |  |  | Refused
R/2011/0108/F | 2011-01-27 | Newry, Mourne and Down | Single wind turbine | wind turbine with hub height of 30m and rotor diametre of 22m | 360m SE of 12 Cottage Road Downpatrick. BT30 8PQ | 341590 | 342360 | Withdrawn | 2014/15 | 2014-06-20 |  |  | Withdrawn
G/2011/0041/F | 2011-02-01 | Mid and East Antrim | Wind farm | Amendment to proposed windfarm including reduction from 11 no. turbines to 10 turbines (T11 removed) and micro-siting of crane pad of T5 . Turbines No.1-10 are Enercon E-70 with 64m tower and 71m rotor diameter - overall 99.5m. Control room, met mast, 2 no. access roads, upgrade to junction at Pollee Road and Elginny Road and all associated site development works. | Carncoagh Hill Elginny Hill Clontrace Hill Broughshane Co Antrim. | 314891 | 410818 | Approved | 2014/15 | 2014-11-14 |  |  | Approved
R/2011/0089/F | 2011-02-01 | Newry, Mourne and Down | Single wind turbine | Proposed erection of wind Turbine with 30m hub height and 30m Rotor DA with a maximum output not exceeding 250kw | 315m North West of 138 Crewe Road Ardglass_x000D_ | 355900 | 343656 | Approved | 2012/13 | 2012-09-14 |  |  | Approved
A/2011/0053/F | 2011-02-02 | Derry and Strabane | Single wind turbine | Erection of 225kw wind turbine - highest point 45m | 290m north west of 35 Disertowen Road Londonderry | 242948 | 409082 | Withdrawn | 2013/14 | 2013-11-04 |  |  | Withdrawn
C/2011/0049/F | 2011-02-02 | Causeway Coast and Glens | Single wind turbine | Erection of a wind turbine (250kw Max.) with tower height of 31m. | Approx. 600m South East of 40 Ballymenagh Road Garvagh._x000D_ | 285765 | 413163 | Approved | 2012/13 | 2012-10-26 |  |  | Approved
M/2011/0093/F | 2011-02-02 | Mid Ulster | Single wind turbine | Proposed wind turbine with 50m hub height and 16.5m radius blade | Approx 350m South of 174_x000D_ Omagh Road_x000D_ Dungannon_x000D_ | 258136 | 359179 | Approved | 2012/13 | 2012-05-16 |  |  | Approved
Q/2011/0047/F | 2011-02-02 | Armagh, Banbridge and Craigavon | Single wind turbine | Proposed 25m high wind turbine with control cabinet all contained within 1.8 palisade fencing to support existing farm business. | Lands to the rear of farm buildings approx 200M north of junction of Blackbridge Road and Killysavan Villas_x000D_ Pontzpass BT35 6QW_x000D_ | 307191 | 339272 | Approved | 2011/12 | 2011-07-19 |  |  | Approved
A/2011/0054/F | 2011-02-03 | Derry and Strabane | Single wind turbine | 1 medium sized wind turbine, hub height 37 metres | 120m south of 84 Cumber Road_x000D_ Claudy BT47 4JA_x000D_ | 254121 | 405917 | Withdrawn | 2012/13 | 2012-11-26 |  |  | Withdrawn
C/2011/0051/F | 2011-02-03 | Causeway Coast and Glens | Single wind turbine | 225 Kw wind turbine with a hub height of 37 metres | 100m SE of 101 Carrowreagh Road Garvagh_x000D_ | 285718 | 416261 | Withdrawn | 2011/12 | 2011-11-08 |  |  | Withdrawn
F/2011/0034/F | 2011-02-03 | Mid and East Antrim | Single wind turbine | Proposed 50kw Endurance Wind Turbine (24.6m Hub - Tube Tower) to support existing farm business. | 320m WSW of 401 Middle Road_x000D_ Islandmagee_x000D_ Larne_x000D_ BT40 3TG_x000D_ | 346098 | 399766 | Withdrawn | 2011/12 | 2012-01-16 |  |  | Withdrawn
I/2011/0068/F | 2011-02-03 | Mid Ulster | Single wind turbine | Proposed wind turbine (hub height 40 metres - 225kw) with surplus to grid (noise report and site location plan) | 140m NE of 51 Keenaghan Road Keenaghan Cookstown | 273023 | 375472 | Withdrawn | 2013/14 | 2013-11-25 |  |  | Withdrawn
R/2011/0105/F | 2011-02-03 | Newry, Mourne and Down | Single wind turbine | Proposed site for Wind Turbine(30m mast) (150kw) | Approx 240m South East of 61 Rossglass Road South BT30 7RA_x000D_ | 351570 | 335746 | Refused | 2012/13 | 2012-06-20 |  |  | Refused
Y/2011/0031/F | 2011-02-03 | Lisburn and Castlereagh | Single wind turbine | Erection of wind turbine ( 37m high, 27m rotate diameter) | 170m NE of 151 Glen Road_x000D_ Gransha_x000D_ Comber_x000D_ BT23 5QU_x000D_ | 342195 | 369201 | Withdrawn | 2012/13 | 2012-05-24 |  |  | Withdrawn
D/2011/0034/F | 2011-02-04 | Causeway Coast and Glens | Single wind turbine | Proposed wind turbine with 40m hub height and 30m rotor diameter | 215m NE of 14 Glenstall Road Ballymoney | 291523 | 423744 | Approved | 2014/15 | 2015-03-24 |  |  | Approved
K/2011/0090/F | 2011-02-04 | Fermanagh and Omagh | Single wind turbine | Proposed erection of wind turbine with 30m hub height and 33m rotor dia with a maximum output not exceeding 250kw. | 50m East of 23_x000D_ Tullyvally Road_x000D_ Seskinore_x000D_ Omagh_x000D_ | 246679 | 363613 | Refused | 2011/12 | 2011-10-19 |  |  | Refused
K/2011/0092/F | 2011-02-04 | Fermanagh and Omagh | Single wind turbine | Proposed erection of a wind turbine with 30m hub height and 33m rotor dia. with a maximum output not exceeding 250 kw. (Readvertisement) (Additional noise information) | 50m West of 20 Kilgort Road_x000D_ Fintona_x000D_ Co Tyrone_x000D_ | 246329 | 363233 | Approved | 2012/13 | 2013-02-14 |  |  | Approved
O/2011/0043/F | 2011-02-04 | Armagh, Banbridge and Craigavon | Single wind turbine | Proposed erection of wind turbine with 40m hub height and 33m rotor dia. with a maximum out put not exceeding 250kw (Amended proposal) | 200m South of 16 Ballynaleck Lane Poyntzpass BT35 6RE_x000D_ | 303438 | 338332 | Withdrawn | 2012/13 | 2012-08-29 |  |  | Withdrawn
O/2011/0044/F | 2011-02-04 | Armagh, Banbridge and Craigavon | Single wind turbine | Erection of wind turbine with 30 metre hub height and 30 metre rotor diameter with a maximum output not exceeding 250kw | 260 Metres North West Of No.33 Crewmore Road_x000D_ Poyntzpass_x000D_ BT35 6RN_x000D_ | 302032 | 339190 | Approved | 2012/13 | 2013-02-13 |  |  | Approved
O/2011/0045/F | 2011-02-04 | Armagh, Banbridge and Craigavon | Single wind turbine | Proposed erection of wind turbine 40m in height and 30m in rotor dia. with maximum output not exceeding 250kw | 50m south of 111 Tirnascobe Road Richill BT61 9HX_x000D_ | 293068 | 346505 | Approved | 2012/13 | 2012-05-09 |  |  | Approved
A/2011/0060/F | 2011-02-07 | Derry and Strabane | Single wind turbine | Erection of wind turbine, 30m in hub height and 30m in rotor dia. witha a maximum output not exceeding 250kw | 340m north of 7 White Hill Road_x000D_ Eglinton_x000D_ | 250127 | 417704 | Withdrawn | 2012/13 | 2012-08-21 |  |  | Withdrawn
G/2011/0052/F | 2011-02-07 | Mid and East Antrim | Wind farm | Wind farm comprising 4 wind turbines (120.5m max tip height), associated transformers, one permanent met mast, site access tracks, gates, temporary site compound, substation, electrical cabling, one site entrance, road improvement works at the site entrance off Whappstown Road and all other ancillary works. | Land approximately 728m south east of 65 Whappstown Road Moorfields Ballymena BT42 3DB | 321467 | 397650 | Approved | 2015/16 | 2015-09-16 |  |  | Approved
L/2011/0147/F | 2011-02-07 | Fermanagh and Omagh | Single wind turbine | This application seeks permission for the installation of a proposed wind turbine (40m hub height) at 6 Topped Mountain Road,Cavanacross,Garvary,Enniskillen. | Approx 380m South of 6 Topped Mountain Road_x000D_Cavanacross_x000D_Garvary_x000D_Enniskillen. BT94 DD_x000D_ | 228928 | 344564 | Withdrawn | 2011/12 | 2011-09-27 |  |  | Withdrawn
Q/2011/0055/F | 2011-02-07 | Newry, Mourne and Down | Single wind turbine | Erection of wind turbine with 30m hub height and 30m rotor diameter with a maximum output not exceeding 250kw (amended Roads details) | 450m south/south east of 41 Drin Road_x000D_ Dromara_x000D_ BT25 2LE_x000D_ | 329533 | 347185 | Approved | 2011/12 | 2012-02-29 |  |  | Approved
S/2011/0111/F | 2011-02-07 | Strategic Planning Division | Single wind turbine | proposed erection of wind-turbine with 28.5m hub height and 15m rotor diameter with a maximum output not exceeding 250kw | 445m north-west of 17 Tornaroy Road_x000D_ Hannahstown_x000D_ BT17 0ND_x000D_ | 326454 | 373879 | Approved | 2012/13 | 2012-10-22 |  |  | Approved
S/2011/0126/F | 2011-02-07 | Lisburn and Castlereagh | Single wind turbine | 250 KW Wind Turbine with a hub height of 30m. | Lands 300m South of 380 Ballynahinch Road_x000D_ Hillsborough_x000D_ BT26 6BY._x000D_ | 332188 | 354853 | Approved | 2012/13 | 2012-07-11 |  |  | Approved
S/2011/0127/F | 2011-02-07 | Lisburn and Castlereagh | Single wind turbine | Installation of single wind turbine. | 16 Fort Road_x000D_ Tullyrusk_x000D_ Crumlin_x000D_ BT29 4HT._x000D_ | 320462 | 373440 | Approved | 2011/12 | 2011-09-28 |  |  | Approved
B/2011/0042/F | 2011-02-08 | Causeway Coast and Glens | Single wind turbine | 24.8m high 11kw wind turbine. | Land 500m NW of 3 Killunaght Road. Dungiven._x000D_ | 264457 | 406850 | Approved | 2011/12 | 2012-03-07 |  |  | Approved
C/2011/0061/F | 2011-02-08 | Strategic Planning Division | Wind farm | Proposed erection of 2 nr 37m high (to hub) wind turbines. | Plantation Road approx 43m east of Gortfad Road_x000D_ Garvagh._x000D_ | 280670 | 416628 | Withdrawn | 2011/12 | 2012-02-06 |  |  | Withdrawn
E/2011/0029/F | 2011-02-08 | Causeway Coast and Glens | Single wind turbine | Erection of a single 250KW wind turbine of 32m tower height 47m to tip and control room. | 370m east of 60 Haw Road_x000D_ Bushmills_x000D_ | 296099 | 438720 | Withdrawn | 2011/12 | 2011-12-22 |  |  | Withdrawn
C/2011/0063/F | 2011-02-09 | Causeway Coast and Glens | Single wind turbine | Proposed A27 225kw Wind Turbine with 30m Hub under PPS 18. To provide electricty to the farm and the applicants dwelling, overspill will go to the electric grid | Proposed wind turbine 317 meters north of 33 Sconce Road_x000D_ Articlave_x000D_ | 277799 | 433036 | Approved | 2012/13 | 2013-01-24 |  |  | Approved
I/2011/0086/F | 2011-02-09 | Mid Ulster | Single wind turbine | Erection of 1 no. wind turbine with 29m hub height on monopole | Lands 140m East of 29_x000D_ Lurgy Road_x000D_ Dungannon_x000D_ BT71 4DF_x000D_ | 282381 | 371114 | Approved | 2012/13 | 2012-08-23 |  |  | Approved
Q/2011/0062/F | 2011-02-09 | Newry, Mourne and Down | Single wind turbine | Erection of wind turbine with hub height of 31m and blade diametre 27m (Total Height 44.5m) | 270 Metres east of 15 Hillhead Road Dromara_x000D_ | 332685 | 349849 | Withdrawn | 2011/12 | 2012-03-21 |  |  | Withdrawn
F/2011/0038/F | 2011-02-10 | Mid and East Antrim | Single wind turbine | Proposed Wind Turbine 50Kw Generator, Hub height 36 Metres | Site Approximately 138 Metres North West of 147 Carrickfergus Road_x000D_Larne_x000D_ | 339874 | 400609 | Withdrawn | 2011/12 | 2011-10-26 |  |  | Withdrawn
I/2011/0096/F | 2011-02-10 | Mid Ulster | Single wind turbine | Erection of a 225kw wind turbine with a tower height of 40m. (To serve farm and domestic properties) | Approx 1000m North West of 53 Loughbracken Road Pomeroy | 269910 | 375338 | Approved | 2014/15 | 2014-10-20 |  |  | Approved
W/2011/0089/F | 2011-02-10 | Ards and North Down | Single wind turbine | 5kw Evance R9000 Turbine on 12 m tower for domestic usage (Amended description) | western corner of new dwelling site_x000D_ opposite numbers 137 and 139 Gransha Road_x000D_ Bangor_x000D_ | 351711 | 380366 | Refused | 2012/13 | 2012-10-26 |  |  | Refused
A/2011/0075/F | 2011-02-11 | Derry and Strabane | Single wind turbine | Proposed erection of wind turbine with 30m hub height and 30m rotor with a maximum output not exceeding 250KW. | 350m East of 21 Gorticross Road_x000D_ Eglinton._x000D_ | 248915 | 416424 | Approved | 2012/13 | 2013-01-14 |  |  | Approved
C/2011/0069/F | 2011-02-11 | Causeway Coast and Glens | Single wind turbine | Proposed 20KW Wind Turbine | Site 190m SW of 60 Greenhall Highway_x000D_ Coleraine_x000D_ | 283344 | 431838 | Approved | 2011/12 | 2011-07-29 |  |  | Approved
I/2011/0095/F | 2011-02-11 | Mid Ulster | Single wind turbine | Erection of 225kw Vestas V27 wind turbine with 31m hub height | Approximately 262m North West from 228_x000D_ Camlough Road_x000D_ Pomeroy_x000D_ | 267193 | 377670 | Approved | 2011/12 | 2011-09-27 |  |  | Approved
J/2011/0068/F | 2011-02-11 | Derry and Strabane | Single wind turbine | 250 kw wind turbine with a hub height of 30m. | Lands 450m South of 28_x000D_ Aghalougher Road_x000D_ Castlederg_x000D_ BT81 7EX_x000D_ | 219191 | 379394 | Approved | 2011/12 | 2011-05-26 |  |  | Approved
T/2011/0043/F | 2011-02-11 | Antrim and Newtownabbey | Single wind turbine | 225Kw Wind Turbine at 32 Metre Hub Height for Farm and Grid | 150 Metres West of 126 Portglenone Road_x000D_Randalstown_x000D_BT41 3EN_x000D_ | 306666 | 391765 | Approved | 2011/12 | 2011-11-14 |  |  | Approved
D/2011/0043/F | 2011-02-14 | Causeway Coast and Glens | Single wind turbine | 250KW Wind Turbine at 32 Hub Height for Farm and Grid Supply | 200m East of 15 Reservoir Road_x000D_ Corkey_x000D_ Ballymena_x000D_ | 309829 | 422177 | Approved | 2011/12 | 2011-09-21 |  |  | Approved
F/2011/0042/F | 2011-02-14 | Mid and East Antrim | Single wind turbine | Proposed Wind Turbine, 1 ACSA 225Kw Wind Turbine {31 Metre Tubular Construction} to support existing Farm Business | 675 Metres South South West of Junction of Gobbins Brae and Gobbins Road_x000D_ Islandmagee_x000D_ Larne_x000D_ | 348091 | 397118 | Refused | 2011/12 | 2011-05-12 |  |  | Refused
I/2011/0101/F | 2011-02-14 | Mid Ulster | Single wind turbine | 250KW Wind Turbine at 32M HUB HEIGHT FOR FARM AND GRID (Noise Impact Assessment received April 2012) | 125m NE of 13 Teebane Road_x000D_ Cookstown_x000D_ BT80 9PJ_x000D_ | 267200 | 380742 | Withdrawn | 2012/13 | 2013-03-27 |  |  | Withdrawn
J/2011/0063/F | 2011-02-14 | Derry and Strabane | Single wind turbine | Erection of a wind turbine (250kw Max) with a tower height of 40m. to serve existing farm and surplus to grid | Approx 950m North of 24_x000D_ Donagheady Road_x000D_ Bready_x000D_ Strabane (access onto Ballybeeny Road)_x000D_ | 238592 | 407338 | Approved | 2011/12 | 2011-08-30 |  |  | Approved
K/2011/0104/F | 2011-02-14 | Fermanagh and Omagh | Single wind turbine | 225KW Wind Turbine at 32M Hub Height For Farm and Grid Supply | 450m South of 83 Bernisk Rd Sixmilecross Omagh BT79 9ED_x000D_ | 261354 | 367370 | Approved | 2012/13 | 2012-09-06 |  |  | Approved
O/2011/0060/F | 2011-02-14 | Armagh, Banbridge and Craigavon | Single wind turbine | Proposed installation of a 11kw wind turbine on a 18.3metre high lattice tower type mast | 180 metres east of No.20 Mullaghglass Road_x000D_ Scarva_x000D_ Craigavon_x000D_ | 305515 | 343157 | Approved | 2011/12 | 2012-01-07 |  |  | Approved
O/2011/0063/F | 2011-02-14 | Armagh, Banbridge and Craigavon | Single wind turbine | Installation of a 11kw wind turbine on a 18.3mt high lattice tower type mast | 80mts north east of no15 Edenaveys Road Armagh_x000D_ | 289857 | 344252 | Approved | 2011/12 | 2012-01-12 |  |  | Approved
Q/2011/0080/F | 2011-02-14 | Newry, Mourne and Down | Single wind turbine | 250kw Wind turbine at 32m Hub height for farm and grid | 850m NW of 38 Hillhead Road Dromara_x000D_ | 332728 | 349866 | Withdrawn | 2010/11 | 2011-03-15 |  |  | Withdrawn
T/2011/0045/F | 2011-02-14 | Antrim and Newtownabbey | Single wind turbine | Proposed Wind Turbine, 50Kw Generator, 36 Metre Hub Height | Site Approximately 600Metres East Of 117 Lylehill Road_x000D_ Templepatrick_x000D_ | 325852 | 381256 | Approved | 2011/12 | 2011-11-02 |  |  | Approved
W/2011/0097/F | 2011-02-14 | Ards and North Down | Single wind turbine | Proposed installation of a 11kw wind turbine on a 18.3mt high lattice tower type mast. | 195mts South of No 60 Ballymoney Road_x000D_ Holywood_x000D_ Co Down_x000D_ | 344177 | 380151 | Approved | 2011/12 | 2011-11-10 |  |  | Approved
X/2011/0129/F | 2011-02-14 | Ards and North Down | Single wind turbine | Proposed installation of a new 11KW wind Turbine on a 18.3 metre high lattice tower mast. | 160m North of no 41A Rubane Road_x000D_ Kircubbin_x000D_ | 360562 | 361605 | Approved | 2011/12 | 2011-09-19 |  |  | Approved
F/2011/0044/F | 2011-02-15 | Mid and East Antrim | Single wind turbine | Proposed wind turbine with 15m hub height and 4.9m radius rotor for own use and connection to national grid | 100m SW of 8 Sallagh Road_x000D_ Larne_x000D_ BT40 2NE_x000D_ | 335483 | 405639 | Approved | 2012/13 | 2012-04-24 |  |  | Approved
F/2011/0045/F | 2011-02-15 | Mid and East Antrim | Single wind turbine | Proposed Wind Turbine with 15 Metre Hub Height and 4.9 Metre Radius Rotor for Own Use and Connection to National Grid | Approx 540 Metres North West Of 8 Sallagh Road _x000D_Larne_x000D_BT40 2NE_x000D_ | 335094 | 405872 | Withdrawn | 2012/13 | 2012-05-25 |  |  | Withdrawn
L/2011/0157/F | 2011-02-15 | Strategic Planning Division | Single wind turbine | Proposed 250Kw single turbine with maximum hub/tower height of up to 50 metres for auto production of power at existing quarry. | 1060m East of Nutfield Road at Slush Hill Quarries Slush Hill Lisnaskea. | 238211 | 335687 | Approved | 2013/14 | 2013-11-12 |  |  | Approved
O/2011/0066/F | 2011-02-15 | Armagh, Banbridge and Craigavon | Single wind turbine | Erection of 225kw Vestas V27 wind turbine with 31m hub height to serve cattle and arable and export surplus to the grid. | Site situated approximately 70 metres south west from 111 Aghory Road_x000D_ Portadown Co.Armagh BT62 3ST_x000D_ | 297312 | 346490 | Approved | 2011/12 | 2012-01-26 |  |  | Approved
G/2011/0076/F | 2011-02-16 | Mid and East Antrim | Single wind turbine | 250 KW wind turbine at 32m hub height for farm and grid | 150m South East of 52 Killyless Road Cullybackey BT42 1HD | 303470 | 405680 | Withdrawn | 2013/14 | 2013-05-20 |  |  | Withdrawn
I/2011/0107/F | 2011-02-16 | Mid Ulster | Single wind turbine | Proposed wind turbine (hub height 40m - 225kw) with surplus to grid | 400m SW of 44_x000D_ Moboy Road_x000D_ Pomeroy_x000D_ | 269725 | 375560 | Approved | 2012/13 | 2012-11-21 |  |  | Approved
I/2011/0108/F | 2011-02-16 | Mid Ulster | Single wind turbine | Proposed 40 metre wind turbine with surplus to grid -225kw | Lands approx 350m nw of 70 Tullydonnell Road Rock Cookstown Co Tyrone_x000D_ | 274819 | 374488 | Withdrawn | 2012/13 | 2013-02-14 |  |  | Withdrawn
K/2011/0108/F | 2011-02-16 | Fermanagh and Omagh | Single wind turbine | Proposed erection of a Vestas V27 wind turbine to serve beef farm and export surplus to grid (Readvertisement) Bat Survey available. | Site 207m south east of 15 Lisnahanna Road_x000D_ Trillick_x000D_ | 229460 | 356591 | Approved | 2012/13 | 2012-06-12 |  |  | Approved
O/2011/0067/F | 2011-02-16 | Armagh, Banbridge and Craigavon | Single wind turbine | Erection of 1 no 250kw wind turbine with a hub height of 40 metres | 320 metres south east of 102 Derrynoose Road_x000D_ keady_x000D_ BT60 3EZ_x000D_ | 279860 | 330855 | Approved | 2012/13 | 2013-03-15 |  |  | Approved
O/2011/0068/F | 2011-02-16 | Armagh, Banbridge and Craigavon | Single wind turbine | Erection of 1 No. 100KW Wind Turbine with a hub height of 39m | 250 metres south east of 9 Upper Darkley Road Keady BT60 3RE | 284843 | 332942 | Refused | 2013/14 | 2013-11-08 |  |  | Refused
T/2011/0049/F | 2011-02-16 | Antrim and Newtownabbey | Single wind turbine | 225 KW Wind Turbine at 32m hub height for farm and grid | 200m West of 118 Portglenone Road_x000D_ Randlastown_x000D_ BT41 3EN_x000D_ | 306680 | 391461 | Approved | 2011/12 | 2011-11-14 |  |  | Approved
J/2011/0070/F | 2011-02-17 | Strategic Planning Division | Single wind turbine | Proposed erection of 250kw wind turbine (hub height 30m) to serve electricity grid | 390m North East of 24 Castledamph Road_x000D_ Plumbridge_x000D_ Omagh_x000D_ Co Tyrone_x000D_ | 252916 | 392156 | Refused | 2012/13 | 2012-12-12 |  |  | Refused
K/2011/0110/F | 2011-02-17 | Strategic Planning Division | Single wind turbine | Erection of a 225kw wind turbine with a hub height of 40m and a 30m blade diameter | 220m North West of 6 Meenmore Road Dungannon BT79 0XY | 250671 | 364732 | Approved | 2013/14 | 2013-06-14 |  |  | Approved
J/2011/0073/F | 2011-02-18 | Derry and Strabane | Single wind turbine | Proposed erection of 250kw wind turbine to serve farm | Site 500m NNE of 41 Bunderg Road Strabane Tirmegan - Townland_x000D_ | 238043 | 388145 | Withdrawn | 2011/12 | 2011-06-29 |  |  | Withdrawn
J/2011/0075/F | 2011-02-18 | Derry and Strabane | Single wind turbine | Proposed 225kw wind turbine-tower height 30m | 215M SE of 59 Peacock Road Sion Mills_x000D_ | 232690 | 392648 | Withdrawn | 2011/12 | 2011-04-22 |  |  | Withdrawn
K/2011/0112/F | 2011-02-18 | Fermanagh and Omagh | Single wind turbine | Proposed 30 Metre wind turbine to serve grid (225KW) | Lands 575 Metres North West of 21 Morris Road_x000D_ Crouck_x000D_ Greencastle_x000D_ Co Tyrone_x000D_ | 262863 | 384714 | Refused | 2011/12 | 2011-09-15 |  |  | Refused
C/2011/0082/F | 2011-02-21 | Causeway Coast and Glens | Single wind turbine | Erection of 1 no 250 KW wind turbine with a hub height of 30m. | 1 Km South East of 64 Cullyrammer Road_x000D_ Garvagh._x000D_ | 288797 | 415595 | Approved | 2011/12 | 2012-03-12 |  |  | Approved
L/2011/0189/F | 2011-02-21 | Fermanagh and Omagh | Single wind turbine | Erection of 1No 250Kw Wind Turbine.Hub height 30.0m,Rotor Diameter 26m including sub-station and extending existing stone lane by 130 metres (Amended proposal) | Killymittan_x000D_Ballinamallard.BT94 2FW_x000D_ | 228819 | 352451 | Approved | 2011/12 | 2011-07-04 |  |  | Approved
R/2011/0165/F | 2011-02-21 | Newry, Mourne and Down | Single wind turbine | 250KW Wind Turbine at 32M Hub Height for Farm and Grid. | 255M South of 75 Drumaroad Hill Scrib Ballynahinch BT24 8NR_x000D_ | 337290 | 344684 | Approved | 2012/13 | 2012-04-26 |  |  | Approved
R/2011/0177/F | 2011-02-21 | Newry, Mourne and Down | Single wind turbine | 16m Wind Turbine | 135 Shore Road Kilclief BT30 7NP | 359730 | 345032 | Approved | 2015/16 | 2016-03-04 |  |  | Approved
B/2011/0053/F | 2011-02-22 | Causeway Coast and Glens | Single wind turbine | 250kw wind turbine at 32m hub height for new poultry house and grid. | 900m NNW of 145 Pollys Brae Road Dungiven_x000D_ | 264367 | 415234 | Refused | 2011/12 | 2011-11-17 |  |  | Refused
C/2011/0091/F | 2011-02-22 | Strategic Planning Division | Single wind turbine | One wind turbine with a tower height of 29m (amended). | 300m North of Craigmore Road_x000D_Ringsend_x000D_ Co.Londonderry_x000D_ BT51 4HR._x000D_ | 280222 | 422327 | Approved | 2012/13 | 2012-09-03 |  |  | Approved
D/2011/0052/F | 2011-02-22 | Causeway Coast and Glens | Single wind turbine | A Single Wind Turbine with a tower height of 30m. | 411m West of 21 Landhead Road_x000D_ Ballymoney_x000D_ Co.Antrim_x000D_ BT53 7HD._x000D_ | 297241 | 425557 | Withdrawn | 2011/12 | 2012-03-23 |  |  | Withdrawn
D/2011/0054/F | 2011-02-22 | Causeway Coast and Glens | Single wind turbine | Single wind turbine with a hub height of 30metres. | 283 SE of 99 Ballyveely Road_x000D_ Loughguile_x000D_ | 307505 | 422645 | Approved | 2011/12 | 2011-09-21 |  |  | Approved
G/2011/0087/F | 2011-02-22 | Mid and East Antrim | Single wind turbine | A single wind turbine with a tower height of 29m | 77m South West of 62 Dunnygarron Road_x000D_ Cullybackey_x000D_ County Antrim_x000D_ BT43 5PS_x000D_ | 306037 | 407304 | Approved | 2011/12 | 2011-12-07 |  |  | Approved
Q/2011/0091/F | 2011-02-22 | Armagh, Banbridge and Craigavon | Single wind turbine | 250kw wind turbine at 32m hub height for farm and grid | 280m East South East of 30 Carnew Road_x000D_ Katesbridge_x000D_ | 322347 | 345121 | Withdrawn | 2012/13 | 2012-08-24 |  |  | Withdrawn
V/2011/0018/F | 2011-02-22 | Mid and East Antrim | Single wind turbine | A single wind turbine with a tower height of 29 metres | 420 Metres South East of 39 Cairn Road_x000D_Carrickfergus_x000D_BT38 9AP_x000D_ | 338711 | 392303 | Withdrawn | 2011/12 | 2012-03-13 |  |  | Withdrawn
T/2011/0054/F | 2011-02-23 | Antrim and Newtownabbey | Single wind turbine | Erection of a 50Kw wind turbine with a tower height of 30 metres (to serve farm) | Approx_x000D_ 50 Metres North West of 10 Ballygowan Road_x000D_Doagh_x000D_ | 321203 | 394447 | Approved | 2011/12 | 2011-05-24 |  |  | Approved
C/2011/0089/F | 2011-02-24 | Causeway Coast and Glens | Single wind turbine | Proposed wind turbine with 50m High Hub and with 30m Dia Blades for own use and connection to National Grid. | Approx 500m South West of 35 Kiltinny Road_x000D_ Portstewart._x000D_ | 283405 | 436305 | Refused | 2011/12 | 2011-10-13 |  |  | Refused
J/2011/0082/F | 2011-02-25 | Derry and Strabane | Wind farm | Wind farm of 5 no. wind turbines with an overall base to blade tip height of 120.5 metres. Ancillary developments will comprise turbine transformers; turbine hardstands; construction of new access tracks and junctions; an electrical control building; communications antennae; underground electrical cables and communications lines connecting wind turbines to the electrical control building; on site drainage works and all ancillary and associated works. (Updated Visual Assessment) | Crighshane and Crighdenis townlands Killeter Castlederg Co Tyrone | 214322 | 377196 | Refused | 2019/20 | 2019-09-27 |  |  | Refused
J/2011/0083/F | 2011-02-25 | Derry and Strabane | Single wind turbine | Wind turbine on a 30m tower | 180m East of 66a Bearney Road_x000D_ Strabane_x000D_ BT82 8NU_x000D_ | 236661 | 392032 | Refused | 2012/13 | 2013-02-15 |  |  | Refused
L/2011/0188/F | 2011-02-25 | Strategic Planning Division | Single wind turbine | retrospective application for windturbine 70kv, 22.5m hub height for private use and to provide surplus electricity to the national grid | Aghamore South_x000D_ Lisnaskea_x000D_ BT92 0EB_x000D_ | 236811 | 331489 | Approved | 2011/12 | 2011-10-25 |  |  | Approved
L/2011/0195/F | 2011-02-25 | Fermanagh and Omagh | Single wind turbine | Erection of single wind turbine-30.4m hub height with 14.5m blades | 250m NE of 120 Cooneen Road_x000D_Fivemiletown._x000D_ | 246249 | 344079 | Approved | 2011/12 | 2011-06-23 |  |  | Approved
R/2011/0187/F | 2011-02-25 | Newry, Mourne and Down | Single wind turbine | Erection of 225KW Wind Turbine with a hub height of 31 metres providing energy for Domestic Building within Rademon Demesne with surplus Energy passed onto NIE Electricity grid. | 350Metres North-East of 73 Ballynahinch Road_x000D_ Rademon_x000D_ Crossgar_x000D_ Downpatrick_x000D_ BT30 9HT._x000D_ | 343414 | 352687 | Withdrawn | 2011/12 | 2011-09-16 |  |  | Withdrawn
S/2011/0175/F | 2011-02-25 | Lisburn and Castlereagh | Single wind turbine | Wind Turbine on a 37 metre Tower | 250m SSE of Kane Engineering_x000D_ Hillhead Road_x000D_ Dromara_x000D_ Ballynahinch_x000D_ | 332607 | 349997 | Approved | 2012/13 | 2012-08-03 |  |  | Approved
Y/2011/0055/F | 2011-02-25 | Lisburn and Castlereagh | Single wind turbine | Erection of wind turbine (37m high hub and 27m rotor diameter) | 220m South West of 114 Killynure Road_x000D_ BT8 8EB._x000D_ | 338207 | 362987 | Approved | 2011/12 | 2011-11-04 |  |  | Approved
H/2011/0106/F | 2011-02-28 | Mid Ulster | Single wind turbine | Erection of 225kw Vestas V27 wind turbine with 31 metre hub height | Site situated approximately 210 metres North East of 17 Derg Lane Magherafelt_x000D_ | 291242 | 387468 | Approved | 2011/12 | 2012-01-09 |  |  | Approved
M/2011/0135/F | 2011-02-28 | Mid Ulster | Single wind turbine | Erection of a 225kw wind turbine with a tower height of 31m. (To serve farm holding) | Approx 400m South West of 24 Drumgose Road_x000D_ Benburb_x000D_ | 281710 | 353061 | Approved | 2012/13 | 2013-01-21 |  |  | Approved
B/2011/0063/F | 2011-03-01 | Causeway Coast and Glens | Single wind turbine | Proposed erection of wind turbine with 30m hub height and 30m rotor diameter with a maximum output not exceeding 250KW. | 596m North East of 31 Drumhappy Road_x000D_ Dungiven._x000D_ | 272830 | 415637 | Approved | 2011/12 | 2012-02-22 |  |  | Approved
E/2011/0047/F | 2011-03-01 | Causeway Coast and Glens | Single wind turbine | Proposed erection of wind turbine with 50m hub height and 33m rotor diameter with a max output not exceeding 250kw | 467m N of 171 Straid Road_x000D_ Bushmills_x000D_ | 297484 | 441263 | Withdrawn | 2011/12 | 2011-11-08 |  |  | Withdrawn
E/2011/0056/F | 2011-03-01 | Causeway Coast and Glens | Single wind turbine | Proposed erection of wind turbine with 30m hub height and 30m rotor diameter with a max output not exceeding 250KW | 380m SE of 66 Castlenagree Road_x000D_Bushmills_x000D_ | 297109 | 441418 | Withdrawn | 2012/13 | 2012-07-19 |  |  | Withdrawn
I/2011/0127/F | 2011-03-01 | Mid Ulster | Single wind turbine | Erection of 225KW Vestas V27 wind turbine with 31m hub height | Site situated approximately 250 metres North West from 236 Camlough Road Evishanoran Pomeroy Co Tyrone BT70 1EZ_x000D_ | 267548 | 377615 | Approved | 2012/13 | 2012-09-18 |  |  | Approved
K/2011/0143/F | 2011-03-01 | Fermanagh and Omagh | Single wind turbine | Proposed erection of wind turbine with 30m hub height and 30m rotor diameter with a maximum output not exceeding 250kw | 180m South West of 17 Foremass Road Sixmilecross | 258326 | 366477 | Approved | 2013/14 | 2013-09-09 |  |  | Approved
R/2011/0189/F | 2011-03-01 | Newry, Mourne and Down | Single wind turbine | Proposed erection of wind turbine with 30m hub height and and 30m rotor daimeter with a maximum output not exceeding 250kw. | 267m south east of 46 Ballynoe Road Downpatrick BT30 8AJ | 349038 | 341530 | Approved | 2013/14 | 2013-11-04 |  |  | Approved
R/2011/0193/F | 2011-03-01 | Newry, Mourne and Down | Single wind turbine | Erection of 1 no 250 kw Wind Turbine with a hub height of 40m to supply existing farm | 480M North east of 40 Minerstown Road_x000D_ Downpatrick_x000D_ | 350123 | 336318 | Refused | 2012/13 | 2012-06-12 |  |  | Refused
C/2011/0102/F | 2011-03-02 | Causeway Coast and Glens | Single wind turbine | Proposed A27 225KW Wind Turbine with a 30m Hub, under PPS18. | Proposed wind turbine 138m South of 84a Carhill Road_x000D_ Garvagh_x000D_ | 284589 | 411998 | Approved | 2011/12 | 2011-11-24 |  |  | Approved
O/2011/0095/F | 2011-03-02 | Armagh, Banbridge and Craigavon | Single wind turbine | Wind Turbine, 225kW generator, hub height 30m (amended scheme). | Approximately 280m South West of 27 Crewmore Road Poyntzpass | 302040 | 339225 | Withdrawn | 2013/14 | 2013-12-20 |  |  | Withdrawn
R/2011/0197/F | 2011-03-02 | Newry, Mourne and Down | Single wind turbine | 1no 20kw turbine for domestic use on an 18m tower | 300m NNE of 9 Mountain Road_x000D_ Ballynahinch BT24 8QT_x000D_ | 334344 | 346489 | Refused | 2012/13 | 2012-06-12 |  |  | Refused
O/2011/0103/F | 2011-03-03 | Armagh, Banbridge and Craigavon | Single wind turbine | Erection of 1 no 250 kv wind turbine with a hub height of 40 metres | 450 metres north east of 26 Corkley Road_x000D_ Tassagh_x000D_ BT60 2NZ_x000D_ | 288661 | 332028 | Approved | 2011/12 | 2012-03-29 |  |  | Approved
I/2011/0134/F | 2011-03-04 | Mid Ulster | Single wind turbine | Proposed E-3120 50 Kw wind turbine, max tower height 25m, to serve farm buildings and 2 No. dwellings with surplus sold to the grid (amended description, drawings and technical data). | 220m South East of 125 Limehill Road Pomeroy | 269511 | 375764 | Withdrawn | 2013/14 | 2013-10-21 |  |  | Withdrawn
I/2011/0136/F | 2011-03-04 | Mid Ulster | Single wind turbine | Proposed 150kw Wind Turbine with 30m hub and 23m rotor diameter (Amended site plan and access details) | Site to rear of No. 85 Drumconvis Road Coagh Co. Tyrone BT80 0HG | 291394 | 376960 | Withdrawn | 2013/14 | 2014-02-26 |  |  | Withdrawn
K/2011/0148/F | 2011-03-04 | Strategic Planning Division | Single wind turbine | Application under Article 28 of Planning NI Order 1991 to remove condition 2 of Planning Approval K/2008/0084/F | Approx 180m NW of 234 Loughmuck Road_x000D_ Mullanboy_x000D_ Fintona_x000D_ BT78 2ED_x000D_ | 243830 | 362837 | Refused | 2011/12 | 2011-12-19 |  |  | Refused
K/2011/0151/F | 2011-03-04 | Fermanagh and Omagh | Single wind turbine | Erection of 1 No. 20 KW Wind Turbine with 20M Hub Height on Mono-Pole at lands 170m East of 17 Magherlough Road, Trillick, Co. Tyrone | Lands 170m East of 17 Magheralough Road_x000D_ Trillick_x000D_ Co .Tyrone BT78 3SZ_x000D_ | 231638 | 355950 | Approved | 2011/12 | 2011-06-17 |  |  | Approved
P/2011/0239/F | 2011-03-04 | Newry, Mourne and Down | Single wind turbine | Erection of a single 250kW wind turbine of 32m tower height (47m to tip) and control room. | 230m north of 31 Cavanakill Road_x000D_ Newtownhamilton_x000D_ Co Armagh_x000D_ | 294910 | 326731 | Approved | 2012/13 | 2012-07-31 |  |  | Approved
G/2011/0119/F | 2011-03-07 | Mid and East Antrim | Single wind turbine | Erection of a Vestas V27 225kw Wind Turbine Hub Height 30m | 208 M South Of 31 Omerbane Road_x000D_Cloughmills _x000D_Ballymena_x000D_BT44 9PE_x000D_ | 311949 | 417661 | Approved | 2012/13 | 2012-05-30 |  |  | Approved
L/2011/0214/F | 2011-03-07 | Strategic Planning Division | Single wind turbine | proposed 250kw single wind turbine with maximum hub/tower height of up to 50 metres for on-site electricity consumption by tarmacadam plant at existing quarry | 1360m east of Nutfield Road at Slush Hill Quarries Lisnaskea Slush Hill Co Fermanagh BT92 0AF | 238515 | 335872 | Approved | 2013/14 | 2013-11-18 |  |  | Approved
O/2011/0107/F | 2011-03-07 | Armagh, Banbridge and Craigavon | Single wind turbine | Proposed A27 225KW wind turbine with 30m hub height. | Wind turbine 290 metres south of 9 Corernagh Road Tandragee Craigavon_x000D_ | 303177 | 341369 | Approved | 2012/13 | 2012-07-04 |  |  | Approved
Q/2011/0111/F | 2011-03-07 | Armagh, Banbridge and Craigavon | Single wind turbine | Erection of 50kw wind turbine (24 metre tube tower construction) to support existing farm business | Approximately 500 metres south east of 85 Castlevennon Road_x000D_ Banbridge_x000D_ BT32 3SD_x000D_ | 319204 | 345280 | Refused | 2011/12 | 2011-12-06 |  |  | Refused
V/2011/0022/F | 2011-03-07 | Mid and East Antrim | Single wind turbine | Erection of a Bonus 150KW wind turbine height 30 Metres | 120 Metres North East of McCraes Brae_x000D_Whitehead_x000D_BT38 9NZ_x000D_ | 348144 | 393562 | Refused | 2012/13 | 2012-06-15 |  |  | Refused
H/2011/0122/F | 2011-03-08 | Mid Ulster | Single wind turbine | Erection of a wind turbine with a tower height of 30m to serve farm holding (replacement of existing redundant turbine). | Approx 95m South East of 16 Bancran Road Draperstown_x000D_ | 275559 | 394942 | Approved | 2012/13 | 2012-05-21 |  |  | Approved
H/2011/0123/F | 2011-03-08 | Mid Ulster | Single wind turbine | Erection of a 225kw wind turbine with a tower height of 31m (to serve farm building and business. | Approx 950 Metres North West of Seefin Hill And Ranaghan Road Junction_x000D_ Maghera_x000D_ | 281475 | 402900 | Approved | 2011/12 | 2012-03-28 |  |  | Approved
E/2011/0063/F | 2011-03-09 | Causeway Coast and Glens | Single wind turbine | Erection of Wind Turbine (37m Hub Height, 21m Blade diameter) | 320m approx NW of 177 Straid Road_x000D_ Bushmills_x000D_ | 297295 | 440802 | Refused | 2011/12 | 2012-01-16 |  |  | Refused
J/2011/0100/F | 2011-03-09 | Derry and Strabane | Single wind turbine | Erection of a 6KW Wind Turbine with a Tower Height of 15M | Approx. 85M. North of 2 Riverview Road_x000D_ Castlederg_x000D_ BT81 7TH_x000D_ | 222637 | 382077 | Approved | 2011/12 | 2011-05-26 |  |  | Approved
J/2011/0107/F | 2011-03-09 | Derry and Strabane | Single wind turbine | Proposed 37m high 225kw wind turbine to provide electricity for Grid connection | 700m South East of 12 Lougher Road_x000D_ Sion Mills_x000D_ | 232051 | 390007 | Refused | 2012/13 | 2013-01-23 |  |  | Refused
K/2011/0157/F | 2011-03-09 | Fermanagh and Omagh | Single wind turbine | Proposed installation of a 250 Kw wind turbine with tower height of 30 Metres and blade span of 30 Metres and access to existing lane to provide power to existing farm and remainder to grid | Approximately 240 Metres East of 47 Rockstown Road_x000D_ Carrickmore_x000D_ Co Tyrone_x000D_ | 262566 | 372482 | Approved | 2011/12 | 2012-03-13 |  |  | Approved
D/2011/0070/F | 2011-03-10 | Causeway Coast and Glens | Single wind turbine | 11 Kw Wind Turbine and mast, 18.3 metres to hub. | 130m NW of 145 Corkey Road_x000D_ Ballymena_x000D_ | 308342 | 422836 | Withdrawn | 2011/12 | 2012-01-26 |  |  | Withdrawn
I/2011/0148/F | 2011-03-11 | Mid Ulster | Single wind turbine | Erection of 1 no. 225kw wind turbine on 40m monopole | Lands 420m South west of 92_x000D_ Lurganeden Road. Pomeroy_x000D_ BT70 2TL_x000D_ | 269334 | 370912 | Approved | 2012/13 | 2013-01-03 |  |  | Approved
K/2011/0158/F | 2011-03-11 | Fermanagh and Omagh | Single wind turbine | Proposed wind turbine (Hub height 40m - 225kw) with surplus to grid | 190m South west of 230 Barony Road_x000D_ Creggan_x000D_ Omagh_x000D_ | 263471 | 379529 | Withdrawn | 2011/12 | 2011-10-06 |  |  | Withdrawn
F/2011/0073/F | 2011-03-14 | Mid and East Antrim | Single wind turbine | A single wind turbine with a tower height of 30m and NIE kiosk | 563m South of 68 Ballyvaddy Road_x000D_ Carnlough_x000D_ | 328332 | 412228 | Approved | 2012/13 | 2012-08-17 |  |  | Approved
G/2011/0127/F | 2011-03-14 | Mid and East Antrim | Single wind turbine | Proposed A27 wind turbine with a 30 metre hub, under PPS18. To provide electricity to the farm and the applicants dwelling, overspill will go to the electric grid | 312 metres North of 160 Dunminning Road_x000D_ Glarryford_x000D_ Ballymena_x000D_ | 305104 | 412089 | Approved | 2011/12 | 2011-07-20 |  |  | Approved
B/2011/0083/F | 2011-03-15 | Causeway Coast and Glens | Single wind turbine | The erection of a single ACSA A27 wind turbine on a 31.5m monopole mast with a total height of 45m | Land 1250 metres North West of 3 Killunaght Road_x000D_ Dungiven._x000D_ | 263599 | 407002 | Refused | 2012/13 | 2012-08-22 |  |  | Refused
E/2011/0071/F | 2011-03-15 | Causeway Coast and Glens | Single wind turbine | 250 kw Wind Turbine at 32 Hub Height for farm and grid. | 150m West of 111 Moycraig Road_x000D_ Bushmills_x000D_ Co.Antrim_x000D_ BT57 8YD._x000D_ | 300208 | 439859 | Withdrawn | 2012/13 | 2012-09-06 |  |  | Withdrawn
K/2011/0214/F | 2011-03-15 | Fermanagh and Omagh | Single wind turbine | Vestas V27 wind turbine (27m Dia x 30 High x 225 kw) to generate power for sale to NIE Grid or any local requirements | 400m North of 8 Raveagh Road_x000D_ Eskra_x000D_ Omagh_x000D_ | 250171 | 361394 | Withdrawn | 2011/12 | 2011-09-07 |  |  | Withdrawn
B/2011/0080/F | 2011-03-16 | Strategic Planning Division | Wind farm | Non-compliance with conditions 23, 24, 25 and 12 of B/2006/0607/F (Glenconway Windfarm). |  | 262238 | 414844 | Approved | 2011/12 | 2012-02-09 |  |  | Approved
E/2011/0074/F | 2011-03-16 | Causeway Coast and Glens | Single wind turbine | Single Wind Turbine, associated plant and temporary site compound. | Approx 350m West of 18 Craigalappan Road_x000D_ High Carn_x000D_ Ballintoy_x000D_ Co.Antrim_x000D_ BT54 6NJ._x000D_ | 301897 | 442149 | Withdrawn | 2012/13 | 2012-08-20 |  |  | Withdrawn
J/2011/0115/F | 2011-03-18 | Derry and Strabane | Single wind turbine | Erection of a 225KW Wind Turbine with a Tower Height of 31M. - To serve Existing Farm | Approx. 700M North East of 39 Leardin Road Gortin BT79 8QD_x000D_ | 247986 | 388340 | Approved | 2011/12 | 2011-09-30 |  |  | Approved
K/2011/0170/F | 2011-03-18 | Fermanagh and Omagh | Single wind turbine | Erection of a 225 KW Wind Turbine with a Tower Height of 40 M to serve existing farm | Approximately 260 M North West of 136 Loughmallon Road_x000D_ Pomeroy_x000D_ | 266592 | 373606 | Approved | 2011/12 | 2011-07-15 |  |  | Approved
K/2011/0175/F | 2011-03-18 | Fermanagh and Omagh | Single wind turbine | Proposed 250KW Wind Turbine with Mast Height 30M | Approximately 75M North East of 21 Mullawinny Road_x000D_ Omagh_x000D_ BT78 2LX_x000D_ | 240105 | 364856 | Approved | 2012/13 | 2012-10-29 |  |  | Approved
K/2011/0176/F | 2011-03-18 | Fermanagh and Omagh | Single wind turbine | Proposed 250KW Wind Turbine with mast height 30M | Approximately 110m West of 70 Dunamona Road Omagh_x000D_ | 240812 | 365462 | Withdrawn | 2011/12 | 2011-11-17 |  |  | Withdrawn
J/2011/0117/F | 2011-03-21 | Derry and Strabane | Single wind turbine | Proposed 225KW Wind Turbine - Tower Height 30M | 265M NE of 33 Creevy Road_x000D_ Castlederg_x000D_ BT81 7PW_x000D_ | 230447 | 381149 | Approved | 2011/12 | 2011-08-30 |  |  | Approved
R/2011/0250/F | 2011-03-21 | Newry, Mourne and Down | Single wind turbine | Proposed 11kw Gaia wind turbine (18.4m tubular tower construction) to support existing farm business._x000D_(Amended proposal/plans) | Approx 192m Nw of 71 Ballymorran Road Killinchy Newtownards_x000D_ | 351762 | 359152 | Approved | 2012/13 | 2012-09-05 |  |  | Approved
G/2011/0136/F | 2011-03-23 | Mid and East Antrim | Wind farm | Proposed 4 turbine wind farm (max blade to tip height 125m, hub height 75m), associated transformers, control room, electrical cabling, internal access tracks, road improvement works, temporary construction compound and ancillary works. | land at Whappstown and Castlegore Kells Ballymena Co Antrim | 321369 | 397173 | Approved | 2015/16 | 2015-07-29 |  |  | Approved
Q/2011/0123/F | 2011-03-23 | Armagh, Banbridge and Craigavon | Single wind turbine | Installation of a 11kw wind turbine on a 18.3m high free standing steel mast | 14 Lackan Road Ballyroney Banbridge BT32 5JA_x000D_ | 322545 | 337643 | Approved | 2011/12 | 2012-01-04 |  |  | Approved
R/2011/0264/F | 2011-03-24 | Strategic Planning Division | Single wind turbine | Proposed 250kw wind turbine not exceeding 30m to hub and rotors not exceeding 30m in diameter | Site located 610m N N West of No 6 Ballygallum Road_x000D_ Downpatrick BT30 7DA_x000D_ | 350673 | 341631 | Approved | 2012/13 | 2012-10-18 |  |  | Approved
D/2011/0082/F | 2011-03-25 | Causeway Coast and Glens | Single wind turbine | Permission for the installation of a wind turbine (36m hub, 30m Blade dia) at the mcguckians Ltd company site, to offset energy consumption. | Approx 312metres west south-wset of 29 Drumbare Road Cloughmills County Antrim. | 306522 | 417187 | Approved | 2013/14 | 2013-06-03 |  |  | Approved
E/2011/0079/F | 2011-03-25 | Causeway Coast and Glens | Single wind turbine | Erection of 1 no 225 kw Wind Turbine with a hub height of 31m. | 410m South West of 90 Moyarget Road Ballycastle Co.Antrim. | 307784 | 437914 | Approved | 2013/14 | 2013-10-07 |  |  | Approved
J/2011/0128/F | 2011-03-25 | Strategic Planning Division | Wind farm | A windfarm comprising three (3) wind turbines up to a maximum 99.5m tip height (64m hub and 35.5 m blades), associated transformers, site access tracks, gates, control room substation building, electrical cabling, one permanent 70m meteorlogical mast, tem | land approximately 670m south of 44 Lowertown Road_x000D_ Artigarvan_x000D_ Strabane_x000D_ Co Tyrone_x000D_ BT82 0LF_x000D_ | 239441 | 402898 | Withdrawn | 2012/13 | 2013-03-20 |  |  | Withdrawn
K/2011/0193/F | 2011-03-25 | Fermanagh and Omagh | Single wind turbine | Proposed 250 kw wind turbine with tower height of 40m and blade span of 30m and access to ex-lane to provide power to existing farm and remainder to grid. | 220m South West of 169 Creggan Road_x000D_ Carrickmore_x000D_ | 261642 | 377864 | Approved | 2012/13 | 2012-10-03 |  |  | Approved
S/2011/0274/F | 2011-03-25 | Lisburn and Castlereagh | Single wind turbine | Proposed 20kw (max) Wind Turbine (20m metre to hub with 6.4 metre radii rotor). | 9a Crew Road_x000D_ Upper Ballinderry_x000D_ Lisburn._x000D_ | 317477 | 370335 | Refused | 2012/13 | 2013-02-25 |  |  | Refused
F/2011/0081/F | 2011-03-28 | Mid and East Antrim | Single wind turbine | Erection of a Vesta 225, 225Kw wind turbine hub height 40 metres | 277M East of 45 Castletown Road Ballynure BT39 9QQ_x000D_ | 334310 | 394083 | Withdrawn | 2011/12 | 2011-10-26 |  |  | Withdrawn
H/2011/0166/F | 2011-03-28 | Mid Ulster | Single wind turbine | Proposed erection of wind turbine with 30m hub height and 30m rotor diameter with a max output not exceeding 250kw (amended proposal). | 356m East of 25 Ballynacross Road_x000D_ Magherafelt_x000D_ | 289299 | 398469 | Approved | 2012/13 | 2012-05-11 |  |  | Approved
I/2011/0159/F | 2011-03-28 | Mid Ulster | Single wind turbine | Proposed installation of a 250KW wind turbine with tower height of 30M and blade span of 15m and access to ex lane to provide power to existing farm and remainder to the grid. | 200M North East of 35 Limehill Rd Pomeroy | 269255 | 373707 | Approved | 2013/14 | 2013-07-18 |  |  | Approved
J/2011/0134/F | 2011-03-28 | Derry and Strabane | Single wind turbine | Proposed erection of 250 kw, 30m tall wind turbine | Site 474m NW of 194 Berryhill Road_x000D_ Gobnascale Townland_x000D_ Donemana_x000D_ Co Tyrone_x000D_ | 242118 | 403081 | Approved | 2011/12 | 2011-10-28 |  |  | Approved
O/2011/0143/F | 2011-03-28 | Armagh, Banbridge and Craigavon | Single wind turbine | Erection of a Westwind 10KW wind turbine hub height 18m | 28 metres South East of 13a Terryhoogan Road_x000D_ Scarva_x000D_ | 306027 | 344607 | Refused | 2012/13 | 2013-03-15 |  |  | Refused
O/2011/0145/F | 2011-03-28 | Armagh, Banbridge and Craigavon | Single wind turbine | Erection of Wind Turbine with 40m hub height and 30m rotor diameter with a maximum output not exceeding 250kW (Amended proposal) | 172m South West of 97 Redrock Road_x000D_ Collone_x000D_ Armagh_x000D_ | 292535 | 339025 | Approved | 2012/13 | 2012-08-30 |  |  | Approved
R/2011/0270/F | 2011-03-28 | Newry, Mourne and Down | Single wind turbine | Erection of Vestas V20 120 kw wind turbine | Apprx 210 metres north east 89 and 91 Minerstown Road_x000D_ Tyrella_x000D_ Downpatrick_x000D_ BT30_x000D_ | 348512 | 336538 | Approved | 2012/13 | 2012-08-23 |  |  | Approved
R/2011/0272/F | 2011-03-28 | Newry, Mourne and Down | Single wind turbine | Proposed erection of wind turbine with 50m hub height and 30m rotor diameter with a maximum output not exceeding 250kw | 505m south east 62 Drumsnade Road_x000D_ Drumsnade_x000D_ Co Down_x000D_ | 339085 | 346378 | Approved | 2012/13 | 2012-12-13 |  |  | Approved
C/2011/0147/F | 2011-03-29 | Causeway Coast and Glens | Single wind turbine | Proposed 250kw Wind Turbine with a 45m Hub, Under PPS18. | 435 Metres North of 85 Craigmore Road_x000D_ Ringsend_x000D_ Coleraine_x000D_ BT51 4HP._x000D_ | 280138 | 422523 | Withdrawn | 2011/12 | 2012-01-12 |  |  | Withdrawn
C/2011/0148/F | 2011-03-29 | Causeway Coast and Glens | Single wind turbine | Proposed A27 225kw wind turbine with a 30m hub,under PPS18. to provide electricity to the farm and the applicants dwelling, overspill will go to the national grid. | 530m South West of 10 Magheraboy Road_x000D_ Portrush_x000D_ | 286436 | 438143 | Approved | 2011/12 | 2011-11-24 |  |  | Approved
J/2011/0132/F | 2011-03-29 | Derry and Strabane | Single wind turbine | Erection of 225kw Vestas V27 Tubular Wind Turbine with 31m Hub Height to serve Farm Enterprise and Grid | Site situated approximately 249 metres south from 59 Bunderg Road_x000D_ Newtownstewart_x000D_ Co Tyrone_x000D_ BT78 4NQ_x000D_ | 237276 | 388791 | Approved | 2011/12 | 2011-09-28 |  |  | Approved
K/2011/0210/F | 2011-03-29 | Fermanagh and Omagh | Single wind turbine | Proposed wind turbine 250kw wind turbine 40m hub height 34m blade diameter to serve existing dwelling and associated farm buildings with surplus exported to grid. | Site 800m sw of 141 Camlough Road_x000D_ Carrickmore_x000D_ Omagh_x000D_ | 263251 | 374684 | Approved | 2012/13 | 2012-04-26 |  |  | Approved
M/2011/0206/F | 2011-03-29 | Mid Ulster | Single wind turbine | Erection of 225 kw Vestas V27 tubular wind turbine with 31m hub height to serve farm enterprise and grid | Approx 270m South of 174 Omagh Road_x000D_ Ballygawley_x000D_ | 258101 | 359297 | Approved | 2012/13 | 2013-01-16 |  |  | Approved
M/2011/0207/F | 2011-03-29 | Mid Ulster | Single wind turbine | Proposed E-3120 50kw wind turbine hub height 24.6m to provide power to poultry unit with surplus to grid | Approx 300m SE of 41 Cornamaddy Road_x000D_ Pomeroy_x000D_ | 269065 | 369240 | Approved | 2011/12 | 2011-11-28 |  |  | Approved
C/2011/0149/F | 2011-03-30 | Causeway Coast and Glens | Single wind turbine | Proposed wind turbine, 1 Endurance e3120 50kw Turbine (36.4m to hub height with a tube tower construction) to support existing farm business. | 220m East of 161 Carrowreagh Road_x000D_ Moneydig_x000D_ Garvagh_x000D_ BT51 5LF_x000D_ | 289917 | 416196 | Approved | 2012/13 | 2012-12-21 |  |  | Approved
E/2011/0083/F | 2011-03-30 | Causeway Coast and Glens | Single wind turbine | Erection of 1 no 250kw wind turbine with a hub height of 31m to feed farm business and poultry houses. | 460m south west of 14 Gracehill Road Armoy BT53 8TD | 305766 | 431925 | Withdrawn | 2013/14 | 2013-05-20 |  |  | Withdrawn
F/2011/0085/F | 2011-03-30 | Mid and East Antrim | Single wind turbine | Proposed 15kw wind turbine with 15m hub height and 4.9, radius rotor for own use and connection to national grid | Approx 350m west of 58 Ballymullock Road Larne_x000D_ | 335758 | 404533 | Withdrawn | 2012/13 | 2012-08-07 |  |  | Withdrawn
F/2011/0086/F | 2011-03-30 | Strategic Planning Division | Single wind turbine | Proposed V27 225KW Wind turbine with a 40m hub, under PPS18 | 337 metres north west of 2 castlehill road_x000D_ Larne_x000D_ Co Antrim_x000D_ BT40 2TP_x000D_ | 335627 | 401163 | Withdrawn | 2011/12 | 2012-03-26 |  |  | Withdrawn
K/2011/0206/F | 2011-03-30 | Fermanagh and Omagh | Single wind turbine | Proposed wind turbine (Hub height 40m - 225 kw) for clients own use | Lands 90m South West of 169 Creggan Road_x000D_ Creggan_x000D_ Omagh_x000D_ | 261819 | 377856 | Withdrawn | 2011/12 | 2011-09-02 |  |  | Withdrawn
K/2011/0208/F | 2011-03-30 | Fermanagh and Omagh | Single wind turbine | Proposed wind turbine, 1 Endurance e3120 50kw turbine (24.6m to hub height with a tube tower construction) to support existing farm business | Approx 100m West of 94 Cloghfin Road_x000D_ Sixmilecross_x000D_ | 259978 | 367292 | Approved | 2011/12 | 2011-06-17 |  |  | Approved
L/2011/0279/F | 2011-03-30 | Fermanagh and Omagh | Single wind turbine | Proposed wind turbine,1 Gaia-wind 11kW Turbine (18.3 Hub on Lattice Tower Construction) to support existing poultry and agricultural farm business. | Approx 65 metres North East 10 Lynchs Mill Road_x000D_Mullans_x000D_Rosslea_x000D_Enniskillen BT92 7FT_x000D_ | 250614 | 331624 | Approved | 2011/12 | 2011-06-23 |  |  | Approved
O/2011/0147/F | 2011-03-30 | Armagh, Banbridge and Craigavon | Single wind turbine | Wind turbine on 30 metre mast with 29m rotor diameter for electricity supply to the grid. | 350m from 15 Carrowbane Road_x000D_ Keady_x000D_ Co Armagh_x000D_ BT60 3RD_x000D_ | 285091 | 331442 | Approved | 2012/13 | 2012-07-03 |  |  | Approved
M/2011/0213/F | 2011-03-31 | Strategic Planning Division | Single wind turbine | Proposed Erection of Wind Turbine with 50m Hub Height and 30m Rotor Diameter with a max output not exceeding 250kw | 250m North West of 25 Tullycorker Road_x000D_ Tullycorker_x000D_ Clogher_x000D_ Co. Tyrone BT76 0DW_x000D_ | 252483 | 356820 | Withdrawn | 2012/13 | 2012-05-23 |  |  | Withdrawn
S/2011/0289/F | 2011-03-31 | Lisburn and Castlereagh | Single wind turbine | Erection of a 20kw Wind Turbine on an 18 metre tower. | Lisnagarvey Hockey Club_x000D_ 2 Comber Road_x000D_ Hillsborough_x000D_ BT26 6LN._x000D_ | 325750 | 358647 | Refused | 2012/13 | 2012-11-22 |  |  | Refused
G/2011/0155/F | 2011-04-01 | Mid and East Antrim | Wind farm | Wind farm development comprising 6 no. wind turbines and ancillary development. Each turbine to be 2.3MW with 126 metres max tip height. Internal site access tracks, control building, electricity substation and temporary works compound. | Lands in the townland of Cloghinarney east of Ballynulto Road Ballymena BT42 4RJ | 321546 | 402436 | Refused | 2014/15 | 2014-07-29 |  |  | Refused
K/2011/0225/F | 2011-04-01 | Fermanagh and Omagh | Single wind turbine | Erection of 1 No. 225KW Wind Turbine on 31M Mono-Pole at Lands 87M South of 90 Dunnamona Road, Omagh, Co. Tyrone, BT78 1SW | Lands 87M South of 90Dunnamona Road_x000D_ Omagh_x000D_ Co.Tyrone_x000D_ BT78 1SW_x000D_ | 240601 | 365715 | Refused | 2011/12 | 2011-09-15 |  |  | Refused
K/2011/0228/F | 2011-04-01 | Fermanagh and Omagh | Single wind turbine | Erection of 1 no 225 kw wind turbine on 31m monopole to power chicken houses at lands 230m North East of the junction at Glennan Mullawinny Road Omagh | Lands 230m North East of the junction at Glennan/Mullawinny Road Omagh_x000D_ | 240351 | 364973 | Refused | 2011/12 | 2011-09-15 |  |  | Refused
R/2011/0286/F | 2011-04-01 | Newry, Mourne and Down | Single wind turbine | Erection of a wind turbine with a tower height of 15m to serve domestic dwelling | Approx 70m south of 147 Carrickmannon Road_x000D_ Raffrey._x000D_ | 345526 | 358732 | Approved | 2011/12 | 2011-11-04 |  |  | Approved
D/2011/0086/F | 2011-04-04 | Causeway Coast and Glens | Single wind turbine | Proposed new Wind Turbine at Land 350m North West of 55 Moyan Road, Stranocum. | Land 350m North West of 55 Moyan Road_x000D_ Stranocum_x000D_ Ballymoney_x000D_ Co.Antrim_x000D_ BT53 8NX._x000D_ | 302935 | 426001 | Approved | 2011/12 | 2012-03-02 |  |  | Approved
G/2011/0158/F | 2011-04-04 | Mid and East Antrim | Single wind turbine | Proposed self erecting 50Kw wind turbine with a hub height of 25 Metres to supply farm business | 90 metres North West of 99 Liminary Road_x000D_Kells_x000D_ Ballymena_x000D_ | 313663 | 399315 | Approved | 2012/13 | 2012-06-06 |  |  | Approved
G/2011/0159/F | 2011-04-04 | Mid and East Antrim | Single wind turbine | Installation of a 225 kw wind turbine with hub height 31m and rotor diameter 27m | 100m west north west of 75 Ballycregagh Road Ballymena. BT44 9RG | 308163 | 415996 | Approved | 2013/14 | 2013-06-24 |  |  | Approved
G/2011/0162/F | 2011-04-04 | Mid and East Antrim | Wind farm | Amendment to proposed windfarm development to include a reduction from eleven wind turbines to 9 turbines and ancillary development. Maximum height of each turbine to be 105m. Upgrading of existing access tracks, provision of new access tracks and road improvement works. Development of permanent windfarm control building, electricity sub-station and ancillary works. Temporary works compound to be provided during construction phase. | lands in the townland of Rathsherry east of Tullymore Road and south and north of Longmore Road Broughshane Ballymena | 315544 | 411685 | Approved | 2014/15 | 2015-03-27 |  |  | Approved
R/2011/0306/F | 2011-04-04 | Newry, Mourne and Down | Single wind turbine | Erection of 1no wind turbine with a hub height of 40m and blade diameter of 33m to supply engineering works | Site 430 SE 162 Dunmore Road Ballynahinch_x000D_ | 336498 | 345557 | Approved | 2012/13 | 2013-03-05 |  |  | Approved
B/2011/0096/F | 2011-04-05 | Causeway Coast and Glens | Single wind turbine | eg Erection of a single 250KW wind turbine of 32m tower height (47m to tip) and control room. | 330m north east of the Drenagh Sawmill main building_x000D_ Limavady._x000D_ | 267890 | 425550 | Approved | 2012/13 | 2012-09-20 |  |  | Approved
C/2011/0158/F | 2011-04-05 | Causeway Coast and Glens | Wind farm | Erection of 5 no wind turbines with maximum bladetip height of 99.5 meters (as reduced from 120.5 meters), with ancillary developments including turbine transformers, turbine hardstands, widening and strengthening of existing tracks and construction of new access tracks and junctions (now amended), communications antennae, an electrical control building (with underground electrical cables and communications lines connecting wind turbines to the electrical control building), an 80m permanent meteorological mast and relocated temporary contractor's compound, and on site drainage works; and all ancillary development and associated works, including micro-siting at T4, within Croaghan townland, Macosquin, Coleraine, Co Londonderry | Croaghan TD Macosquin Coleraine Co Londonderry | 279020 | 426195 | Withdrawn | 2018/19 | 2018-08-21 |  |  | Withdrawn
D/2011/0087/F | 2011-04-05 | Causeway Coast and Glens | Single wind turbine | Proposed Wind Turbine. 30 metres to hub, 49 metres to blade tip. | 200m South of 233 Frosses Road_x000D_ Cloughmills_x000D_Ballymena_x000D_ Co.Antrim_x000D_ BT44 9PX._x000D_ | 305085 | 418360 | Withdrawn | 2011/12 | 2012-01-30 |  |  | Withdrawn
E/2011/0088/F | 2011-04-05 | Causeway Coast and Glens | Wind farm | proposed development comprises 4 wind turbines of base-to-blade height 99.5m with ancillary developments including turbine transformers, turbine hardstands, widening and strengthening of existing tracks, construction of new access tracks and junctions, communications antennae, an electrical control building, underground electrical cables and communications lines connecting wind turbines to the electrical control building, permanent meteorological mast and on-site drainage works, and all ancillary and associated works on site (9.2 MW) | Carneatly Townland Ballycastle Co Antrim | 308717 | 439710 | Withdrawn | 2018/19 | 2018-06-07 |  |  | Withdrawn
G/2011/0165/F | 2011-04-05 | Mid and East Antrim | Single wind turbine | Proposed 250Kw wind turbine of tower height up to 40 metres for farm diversification | 473 meters North West of no.219 Portglenone Road_x000D_Whitesides Corner Ballymena Co. Antrim_x000D_ | 304508 | 396020 | Approved | 2011/12 | 2011-11-23 |  |  | Approved
G/2011/0166/F | 2011-04-05 | Mid and East Antrim | Single wind turbine | Proposed 250kw wind turbine of tower height 31 metres for auto production for existing engineering works | 269m south of no. 39 Lisnahilt Road Broughshane_x000D_ | 318021 | 403173 | Approved | 2012/13 | 2013-03-01 |  |  | Approved
J/2011/0151/F | 2011-04-05 | Derry and Strabane | Single wind turbine | Erection of 20kw wind turbine at hub height of 21m to supply private dwelling and grid | 7_x000D_ Mullagh Road_x000D_ Castlederg_x000D_ | 231907 | 381558 | Withdrawn | 2011/12 | 2011-08-15 |  |  | Withdrawn
K/2011/0236/F | 2011-04-05 | Fermanagh and Omagh | Single wind turbine | Erection of a single 50KW Wind Turbine of 31M Tower Height (41M to tip) and Control Room | 540M South-West of 26 Drumbarley Road_x000D_ Drumquin_x000D_ Omagh_x000D_ BT78 4UF_x000D_ | 236062 | 374276 | Approved | 2011/12 | 2011-10-17 |  |  | Approved
L/2011/0299/F | 2011-04-05 | Fermanagh and Omagh | Single wind turbine | Wind turbine 37m hub height | 210m NE of farm buildings_x000D_Derryaghna_x000D_Letterbreen_x000D_ | 219293 | 338772 | Approved | 2011/12 | 2011-07-26 |  |  | Approved
P/2011/0348/F | 2011-04-05 | Newry, Mourne and Down | Single wind turbine | Erection of a single 250kWwind turbine of 32m tower height(47m to tip) and control room. | 315m north-west of 20 Markethill Road Newtownhamilton Co Armagh BT35 | 292984 | 329631 | Withdrawn | 2016/17 | 2016-11-29 |  |  | Withdrawn
R/2011/0295/F | 2011-04-05 | Newry, Mourne and Down | Single wind turbine | Wind turbine on a 24m tower_x000D_(Amended proposal) | 100m se of 118 Clonvaraghan Road_x000D_ Castlewellan_x000D_ BT31 9LA_x000D_ | 332875 | 342723 | Refused | 2012/13 | 2012-11-08 |  |  | Refused
A/2011/0202/F | 2011-04-06 | Derry and Strabane | Wind farm | Proposed extension of 4 turbines (reduced from 5 to 4 by removal of T1) to existing Sl. Kirk wind farm (A/2004/1130/F). Proposed turbines are of maximum height of 110m above finished ground level to blade tip (comprising maximum hub height of 68.3m and blade radius of 41.2m) and associated ancillary works. | Lands bound by Bigwood Road Kildoag Road and Castlewarren Road within townlands of Lisdillon and Kildoag in Co Derry and Knockbrack Gosheden Lackagh Ardground and Legagh in Co Tyrone | 247548 | 408023 | Approved | 2014/15 | 2015-03-27 |  |  | Approved
C/2011/0164/F | 2011-04-06 | Causeway Coast and Glens | Single wind turbine | Farm diversification development comprising a 100kw wind turbine with a tower height up to 28 metres and agricultural slatted shed. | 157 metres north of 1 Glebe Road_x000D_ Garvagh_x000D_ Co. Derry_x000D_ | 282223 | 414442 | Approved | 2012/13 | 2013-01-23 |  |  | Approved
I/2011/0182/F | 2011-04-06 | Mid Ulster | Single wind turbine | Proposed 2 no. 11kw wind turbines with a hub height of 18.3m & 24.8m to the blade tip along with new anemometer | Approx 120m SW from 20 Ballyloughan Road_x000D_ Moneymore_x000D_ | 285387 | 379172 | Approved | 2012/13 | 2012-12-07 |  |  | Approved
K/2011/0246/F | 2011-04-06 | Fermanagh and Omagh | Single wind turbine | Proposed 225kw wind turbine (30m Hub height, 27m diameter rotar blades) to serve dwelling, farm buildings with surplus spillage to the grid | Site 450m NW of 37 Tonnagh Road_x000D_ Ardnatinny_x000D_ Fintona_x000D_ Omagh_x000D_ | 241659 | 360228 | Approved | 2011/12 | 2011-12-19 |  |  | Approved
N/2011/0153/F | 2011-04-06 | Armagh, Banbridge and Craigavon | Single wind turbine | Proposed new 11Kw wind turbine with a Hub Height of18.3m and 24.8m to the Blade tip along with new anemometer. | Approx 168m South South West from 25 Derrykeeran Road_x000D_ Cc Armagh._x000D_ | 296768 | 358944 | Approved | 2011/12 | 2011-10-26 |  |  | Approved
S/2011/0315/F | 2011-04-06 | Lisburn and Castlereagh | Single wind turbine | Proposed new 11kw Wind Turbine a Hub Height of 18.3m and 24.8. to the Blade tip. | Approx 92m North from 55 Ballycolin Road Dunmurry. | 325000 | 372913 | Refused | 2014/15 | 2014-09-03 |  |  | Refused
A/2011/0217/F | 2011-04-07 | Derry and Strabane | Single wind turbine | Proposed 225kw Wind turbine- tower height 40m | 245m SE of 45 Ballygroll Road_x000D_ Cross._x000D_ | 251944 | 414624 | Refused | 2012/13 | 2013-02-27 |  |  | Refused
A/2011/0218/F | 2011-04-07 | Derry and Strabane | Single wind turbine | Proposed 330KW Wind Turbine, Tower height 37m. | 395m South of 36 Curryfree Road L'Derry. | 243578 | 408515 | Approved | 2013/14 | 2013-11-12 |  |  | Approved
J/2011/0156/F | 2011-04-07 | Derry and Strabane | Single wind turbine | Erection of 250kw wind turbine at hub height of 41m to serve dairy farm and grid | 400m SW of 20 Lislafferty Road_x000D_ Newtownstewart_x000D_ | 234478 | 384673 | Approved | 2011/12 | 2011-07-05 |  |  | Approved
J/2011/0157/F | 2011-04-07 | Derry and Strabane | Single wind turbine | Proposed 225kw wind turbine with tower height of 40 metres to provide power to existing farm and surplus to grid | Knockiniller Road Knockiniller - Approx 300m NE of 5 Knock Road. BT82 8QR | 239023 | 391103 | Withdrawn | 2013/14 | 2013-11-21 |  |  | Withdrawn
J/2011/0160/F | 2011-04-07 | Derry and Strabane | Single wind turbine | Proposed endurance 55kw (36.4m hub, tube tower) wind turbine to support existing farm business | Site approx 365m ENE 16 Ardbarren Road_x000D_ Castlederg_x000D_ Co Tyrone_x000D_ | 226488 | 379359 | Approved | 2011/12 | 2011-11-25 |  |  | Approved
J/2011/0162/F | 2011-04-07 | Derry and Strabane | Single wind turbine | Erection of 250kw Wind Turbine at hub height of 41m to serve dairy farm and grid | 470m South West of 20 Lislafferty Road_x000D_ Newtownstewart_x000D_ | 234560 | 384527 | Approved | 2011/12 | 2011-07-05 |  |  | Approved
K/2011/0237/F | 2011-04-07 | Fermanagh and Omagh | Wind farm | Proposed windfarm comprising 6 wind turbines and associated transformers (maximum blade to tip height of 115m and hub height of 70m), sub-station building which includes a control room, turbine electrical cabling, 1 x 70m permanent meteorological mast, internal site access tracks and road improvement works, a temporary site compound and all ancillary works | land in the townlands of Dunnaree Collow Lackagh Prughlish and Coolavannagh approximately 1.6 km north of the junction of Glen Road and Drumscra Road BT78 | 230587 | 372466 | Withdrawn | 2015/16 | 2016-02-01 |  |  | Withdrawn
L/2011/0314/F | 2011-04-07 | Fermanagh and Omagh | Single wind turbine | Erection of a Bonus 150 KW wind turbine height 30m.colour light grey | 590m South of saint John the Baptist Primary School.Off Shore Road_x000D_Drumataffan_x000D_Belleek_x000D_ | 197618 | 356883 | Refused | 2011/12 | 2012-01-23 |  |  | Refused
L/2011/0318/F | 2011-04-07 | Fermanagh and Omagh | Single wind turbine | Erection of aBonus 150 KW" wind turbine - hub height 30m.Colour light grey | 908m North of 33 Giants Grave (chambered grave). Teebane Tullyrossmearn Garrison BT93 5EN_x000D_ | 202285 | 346353 | Refused | 2011/12 | 2011-11-24 |  |  | Refused
P/2011/0360/F | 2011-04-07 | Newry, Mourne and Down | Single wind turbine | Erection of 50kW wind turbine on 24 metre tubular tower, to support existing farm business. | Site approx 90m NNE of Brackney Hall_x000D_ 4 Mission Road_x000D_ Ballymartin_x000D_ Newry_x000D_ Co. Down_x000D_ BT34 4PR_x000D_ | 332953 | 318722 | Withdrawn | 2012/13 | 2013-03-05 |  |  | Withdrawn
Q/2011/0160/F | 2011-04-07 | Armagh, Banbridge and Craigavon | Single wind turbine | Erection of a wind turbine with a tower height of 23.4m. (To serve existing farm) Revised Proposal | Approx. 300m west of 83 School Road_x000D_ Rathfriland._x000D_ | 324850 | 335786 | Approved | 2012/13 | 2012-08-30 |  |  | Approved
Q/2011/0162/F | 2011-04-07 | Armagh, Banbridge and Craigavon | Single wind turbine | Proposed wind turbine, 1 endurance e3120 50 kw turbine (24.6m to hub height with a tube tower construction) to support existing farm business | 440 metres north of 34 Drumdreenagh Road Rathfriland BT34 5NG_x000D_ | 322037 | 335009 | Withdrawn | 2012/13 | 2012-06-25 |  |  | Withdrawn
R/2011/0300/F | 2011-04-07 | Newry, Mourne and Down | Single wind turbine | Proposed wind turbine, 1 endurance e3120 50kw Turbine (36.4m to Hub Height with a Tube Tower Construction) to support existing farm business. | Approx 110m south of 185 Ardglass Road_x000D_ Ballee_x000D_ Downpatrick_x000D_ Co Down BT30 7EA_x000D_ | 352814 | 340422 | Approved | 2012/13 | 2012-09-05 |  |  | Approved
A/2011/0229/F | 2011-04-08 | Derry and Strabane | Single wind turbine | Installation of a 2 stroke wind turbine with tower height of 46m and blade span of 33 m and access to ex. lane to provide power to existing farm and excess to grid | approx. 410m NW of 567 Baranailt Road Claudy_x000D_ | 254691 | 409486 | Approved | 2012/13 | 2012-10-16 |  |  | Approved
A/2011/0231/F | 2011-04-08 | Derry and Strabane | Single wind turbine | Installation of a 250kw wind turbine with tower height of 46m & blade span of 33m & access to existing lane. | Approximately 750m North_x000D_ North West_x000D_ of 567 Baranailt Road_x000D_ Claudy_x000D_ | 254717 | 409917 | Approved | 2012/13 | 2012-08-06 |  |  | Approved
C/2011/0176/F | 2011-04-08 | Causeway Coast and Glens | Single wind turbine | Installation of a 250kw Wind Turbine with Tower Height of 30m and Blade Span of 33m and Access to ex-lane. | Approximately 580m S.W. of 85 Carhill Road_x000D_ Garvagh_x000D_ Coleraine_x000D_ BT51 5PQ._x000D_ | 283717 | 411586 | Approved | 2012/13 | 2012-04-20 |  |  | Approved
C/2011/0185/F | 2011-04-08 | Causeway Coast and Glens | Single wind turbine | Installation of a 250kw wind turbine with tower height of 46m and blade span of 33m and access to existing lane to provide power to existing farm and remainder to the grid. | Approximately 320m South West of 61 Cullyrammer Road_x000D_ Garvagh_x000D_ | 287670 | 415625 | Refused | 2012/13 | 2012-06-27 |  |  | Refused
C/2011/0195/F | 2011-04-08 | Causeway Coast and Glens | Single wind turbine | Proposed erection of wind turbine with a 50m hub height and 30m rotor diameter with a maximum output not exceeding 250kw | 335m North West of 85 Newbridge Road_x000D_ Ballymoney_x000D_ BT53 6QS_x000D_ | 290524 | 428171 | Refused | 2011/12 | 2011-08-24 |  |  | Refused
C/2011/0199/F | 2011-04-08 | Causeway Coast and Glens | Single wind turbine | Installation of an 800 KVA wind turbine generator with 50m hub height and 48m rotor diameter. | Causeway Hospital_x000D_ 4 Newbridge Road_x000D_ Coleraine._x000D_ | 286107 | 431783 | Approved | 2011/12 | 2011-10-13 |  |  | Approved
E/2011/0099/F | 2011-04-08 | Causeway Coast and Glens | Single wind turbine | To replace a low power Wind Turbine with a 90kw Turbine, height 22.5m to the hub. | 37 Drones Road_x000D_ Armoy_x000D_ Ballymoney_x000D_ Co.Antrim_x000D_ BT53 8XJ._x000D_ | 306617 | 431585 | Withdrawn | 2011/12 | 2012-01-11 |  |  | Withdrawn
F/2011/0099/F | 2011-04-08 | Mid and East Antrim | Single wind turbine | Erection of a single WTN 250kw wind turbine of 30m tower height (45m to tip) and control room | 250m north west of 160 Ballyboley Road_x000D_ Larne_x000D_ | 337320 | 403600 | Approved | 2011/12 | 2011-11-01 |  |  | Approved
G/2011/0182/F | 2011-04-08 | Strategic Planning Division | Single wind turbine | 17 no. wind turbines maximum base to blade tip height of 125 metres elevation with ancillary developments including turbine transformers, turbine hardstands, widening and strengthening of existing tracks, construction of new access tracks and junctions, a | Douglas Top_x000D_ in the townlands of Douglas_x000D_ Mistyburn_x000D_ and Glenwhirry_x000D_ Douglad Road_x000D_ Ballymena_x000D_ Co. Antrim_x000D_ | 323779 | 401416 | Withdrawn | 2012/13 | 2012-04-25 |  |  | Withdrawn
H/2011/0212/F | 2011-04-08 | Mid Ulster | Single wind turbine | Wind turbine (hub height of 31 metres and blade radius of 14 metres) | Approximately 850 metres North West of 29 Cullion Road_x000D_ (accessing Crocknamohil Road) Draperstown_x000D_ | 280250 | 391315 | Refused | 2012/13 | 2012-09-21 |  |  | Refused
H/2011/0213/F | 2011-04-08 | Mid Ulster | Single wind turbine | Wind turbine (hub height of 31 metres and blade radius of 14 metres) | Approximately 830 Metres North West of 29 Cullion Road_x000D_ (accessing onto Crocknamohil Road) Draperstown _x000D_BT45 5NR_x000D_ | 280224 | 391290 | Refused | 2012/13 | 2012-09-21 |  |  | Refused
H/2011/0218/F | 2011-04-08 | Mid Ulster | Single wind turbine | Erection of a 50 KW Wind Turbine with a tower height of 30m to serve dwelling & Farm (revised siting from position indicated under H/2010/0315/F). | Approx.70m South West of 140 Kilrea Road_x000D_Upperlands_x000D_ | 288743 | 405818 | Approved | 2011/12 | 2011-11-22 |  |  | Approved
I/2011/0192/F | 2011-04-08 | Mid Ulster | Single wind turbine | Erection of single 250kw wind turbine to supply electricity to existing farm business and surplus feed into grid (additional plans showing access detail) | 1000m East of 108 Drumaney Road_x000D_ Coagh_x000D_ Cookstown_x000D_ Co Tyrone. BT80 0HN_x000D_ | 294262 | 376635 | Approved | 2011/12 | 2011-09-27 |  |  | Approved
I/2011/0193/F | 2011-04-08 | Mid Ulster | Single wind turbine | Proposed erection of a Wind Turbine up to 250KW, with a 40M Tower to Serve for Export to the Grid | 320m South of No. 34 Drumard Road_x000D_ Ardboe_x000D_ Coagh_x000D_ | 291615 | 375811 | Refused | 2012/13 | 2013-02-14 |  |  | Refused
I/2011/0198/F | 2011-04-08 | Mid Ulster | Single wind turbine | Erection of 225kw Vestas V27 wind turbine with 31m hub height | Site situated 310 meters south of 30 Kilcronagh Road Cookstown Co Tyrone | 279122 | 375573 | Approved | 2014/15 | 2014-06-13 |  |  | Approved
J/2011/0177/F | 2011-04-08 | Derry and Strabane | Single wind turbine | Proposed 250kw wind turbine with mast height 30m with surplus going to grid | Approx 350m North of 55 Drumlegagh Road North_x000D_ Newtownstewart_x000D_ | 232712 | 381158 | Approved | 2011/12 | 2011-07-08 |  |  | Approved
J/2011/0178/F | 2011-04-08 | Derry and Strabane | Single wind turbine | Erection of a 225kw wind turbine with a tower height of 31m (to serve business and dwellings) | Approx. 160m North of 140 Lisnaragh road Dunamanagh | 245809 | 401126 | Refused | 2014/15 | 2015-01-22 |  |  | Refused
J/2011/0179/F | 2011-04-08 | Derry and Strabane | Single wind turbine | ERECTION OF 225KW VESTAS V27 WIND TURBINE WITH 31M HUB HEIGHT | SITE SITUATED 156 METRES OF 40 CAVANDARAGH ROAD CASTLEDERG_x000D_ | 232870 | 382626 | Approved | 2011/12 | 2011-09-28 |  |  | Approved
J/2011/0180/F | 2011-04-08 | Derry and Strabane | Single wind turbine | Erection of a wind turbine with a tower height of 20 Metres (To serve Cricket club) | Approximately 350 Metres South East of Keery Road and Mason Road junction_x000D_ Magheramason_x000D_ | 239735 | 410099 | Approved | 2011/12 | 2012-03-06 |  |  | Approved
J/2011/0181/F | 2011-04-08 | Derry and Strabane | Single wind turbine | Erection of a 225kw wind turbine with a tower height of 31m. | Approx 580m South East of 47 Gortileck Road_x000D_ Artigarvan_x000D_ Strabane_x000D_ | 241824 | 401068 | Approved | 2011/12 | 2011-11-25 |  |  | Approved
J/2011/0183/F | 2011-04-08 | Derry and Strabane | Single wind turbine | Erection of a 100KW wind turbine with a tower heightof 30M.(To serve farm dwelling) | Approx 80M East of 28 Liskey Road Strabane. | 234810 | 393935 | Approved | 2013/14 | 2013-07-05 |  |  | Approved
J/2011/0188/F | 2011-04-08 | Strategic Planning Division | Single wind turbine | Proposed erection of 250kw wind turbine (hub height 30m) to serve electricity grid | 750m north west of 37 Cavan Road_x000D_ Castlederg_x000D_ Co Tyrone_x000D_ | 223691 | 385613 | Withdrawn | 2011/12 | 2011-10-10 |  |  | Withdrawn
K/2011/0239/F | 2011-04-08 | Fermanagh and Omagh | Wind farm | The proposed development comprises an extension to planning reference K/2006/0164/F for the erection on site of 3 no. additional wind turbines of a maximum base to blade tip height of 110.5m. Ancillary developments will comprise turbine transformers; turbine hardstands, construction of new access tracks and junctions; communications antennae; underground electrical cables and communications lines connecting wind turbines to the electrical control building; permanent meteorological mast and on site drainage works; and all ancillary and associated works | Altamooskan Townland Sixmilecross Clogher Co. Tyrone | 257596 | 363739 | Approved | 2014/15 | 2015-02-03 |  |  | Approved
K/2011/0261/F | 2011-04-08 | Fermanagh and Omagh | Single wind turbine | Erection of 225kw vestas V27 wind turbine with 31m hub height | Site situated 375m south west of 168 Aghafad Road Clogher Co Tyrone BT76 0XN_x000D_ | 249721 | 357151 | Approved | 2012/13 | 2012-09-06 |  |  | Approved
K/2011/0269/F | 2011-04-08 | Fermanagh and Omagh | Single wind turbine | Proposed 150kw wind turbine (30m hub height, 25m blade diameter) to serve applicants dwelling, and surplus to the grid | 150m NE of 296b Drumnakilly Road Carrickmore | 259527 | 373286 | Approved | 2013/14 | 2013-11-13 |  |  | Approved
K/2011/0270/F | 2011-04-08 | Fermanagh and Omagh | Single wind turbine | Proposed 250kw wind turbine with mast height 30m. | Approx 220m south east of number 33 Skreen Road_x000D_ Omagh_x000D_ accessing onto Glennan Road_x000D_ Mullawinm. Omagh_x000D_ | 240378 | 365263 | Approved | 2012/13 | 2012-12-07 |  |  | Approved
K/2011/0278/F | 2011-04-08 | Fermanagh and Omagh | Single wind turbine | Proposed 30m high, 225kw wind turbine | Approx 340m SE of 3 Edergole Avenue_x000D_ Omagh_x000D_ Co Tyrone_x000D_ | 243983 | 366897 | Approved | 2011/12 | 2011-11-07 |  |  | Approved
L/2011/0310/F | 2011-04-08 | Strategic Planning Division | Single wind turbine | Planning permission to erect 250kw wind turbine, with a 32m hub height, 26m diameter blade, with connection to Grid and site access road | Graffy_x000D_ Belleek_x000D_ Co. Fermanagh_x000D_ BT93 3EP_x000D_ | 195810 | 358990 | Approved | 2012/13 | 2013-03-26 |  |  | Approved
L/2011/0312/F | 2011-04-08 | Strategic Planning Division | Single wind turbine | Planning permission to erect a 225kw wind turbine with a 32m hub height, and 26m blade diameter and connect to grid with access road | Druminillar_x000D_ Belleek_x000D_ Co Fermanagh_x000D_ BT93 3EP_x000D_ | 196126 | 358934 | Approved | 2012/13 | 2013-02-08 |  |  | Approved
L/2011/0333/F | 2011-04-08 | Fermanagh and Omagh | Single wind turbine | Erection of wind turbine for generation of electricity | Inisclin_x000D_ Kesh_x000D_ | 214287 | 369609 | Withdrawn | 2011/12 | 2011-04-14 |  |  | Withdrawn
L/2011/0336/F | 2011-04-08 | Fermanagh and Omagh | Single wind turbine | Proposed 20KW wind turbine | Bunninubber_x000D_Killadeas_x000D_ | 220772 | 354508 | Approved | 2011/12 | 2011-07-26 |  |  | Approved
L/2011/0338/F | 2011-04-08 | Fermanagh and Omagh | Single wind turbine | Proposed wind turbine,1 Endurance e3120 50KW turbine (36.4m to hub height with a tube tower construction) to support existing poultry farm business | Proposed wind turbine at site proposed approx 173m East South-East of 95 Drumbulcan Road_x000D_Drumbulcan_x000D_Ballinamallard BT94 2DX_x000D_ | 225577 | 353855 | Approved | 2011/12 | 2012-01-20 |  |  | Approved
M/2011/0260/F | 2011-04-08 | Mid Ulster | Single wind turbine | Proposed 80kw wind turbine (30m hub height with 18m rotar blade diameter). | Site 425m SW of 97 Cappagh Road Dungannon | 267791 | 366413 | Approved | 2013/14 | 2014-01-14 |  |  | Approved
M/2011/0270/F | 2011-04-08 | Mid Ulster | Single wind turbine | Installation of a 250 Kw wind turbine with tower height of 46 Metres and blade span of 33 Metres and access to existing lane | Approximately 480 Metres North East of 77 Reclain Road_x000D_ Galbally_x000D_ Dungannon_x000D_ | 268608 | 365562 | Withdrawn | 2012/13 | 2012-04-12 |  |  | Withdrawn
M/2011/0289/F | 2011-04-08 | Mid Ulster | Single wind turbine | Installation of a 250kw wind turbine with tower height of 46m and blade span of 33m to ex-lane to provide power to existing farm and remainder to grid (Amended siting). | Approx 130m SE of 79 Altaglushan Road Galbally Dungannon_x000D_ | 267806 | 364498 | Approved | 2012/13 | 2013-03-21 |  |  | Approved
O/2011/0186/F | 2011-04-08 | Armagh, Banbridge and Craigavon | Single wind turbine | Erection of 6kw wind turbine, to serve farmhouse and surplus to grid | Adjoining and north west of 80 Castleblayney Road_x000D_ Keady_x000D_ Armagh_x000D_ | 283185 | 331241 | Approved | 2011/12 | 2012-02-06 |  |  | Approved
O/2011/0195/F | 2011-04-08 | Armagh, Banbridge and Craigavon | Single wind turbine | Erection of a single 250kW wind turbine of 40m tower height (55M to tip) and control room | 480m north-east of 129 Maddan Road Keady Co.Armagh BT60 3LQ_x000D_ | 281246 | 335361 | Approved | 2012/13 | 2012-06-25 |  |  | Approved
Q/2011/0166/F | 2011-04-08 | Armagh, Banbridge and Craigavon | Single wind turbine | Installation of a 225kw Wind Turbine on a 31.5 Mt high tubular tower type mast. | 150 metres South of No 18 Reservoir Road_x000D_ Banbridge_x000D_ | 311838 | 342858 | Approved | 2011/12 | 2012-01-03 |  |  | Approved
R/2011/0315/F | 2011-04-08 | Newry, Mourne and Down | Single wind turbine | Proposed erection of wind turbine with a 30m hub height and a 30m rotor diameter with a max output not exceeding 250 kw | 250m northwest of 73 Carnreagh Road_x000D_ Ballynahinch_x000D_ Co Down_x000D_ BT24 8QL_x000D_ | 335601 | 345511 | Approved | 2012/13 | 2012-10-31 |  |  | Approved
S/2011/0367/F | 2011-04-08 | Lisburn and Castlereagh | Single wind turbine | Proposed new 250kw wind turbine with a hub height of up to 40m and blade tip height of 53.5m. | Approx 689m East South East of 5 Hannahstown Road Belfast. | 324786 | 371607 | Withdrawn | 2013/14 | 2013-11-06 |  |  | Withdrawn
A/2011/0249/F | 2011-04-11 | Strategic Planning Division | Single wind turbine | A single wind turbine with a hub height of 30m and blade diameter of 30m. | 350m west of 53 Trench Road Clondermot Co Londonderry BT47 3UD | 243972 | 413121 | Approved | 2013/14 | 2013-07-26 |  |  | Approved
D/2011/0098/F | 2011-04-11 | Causeway Coast and Glens | Single wind turbine | A single wind turbine with a tower height of 30m and associated NIE sub-station to serve dwelling, milking parlours and existing farm buildings. | 290m West of 173 Garryduff Road_x000D_ Ballymoney_x000D_ Co Antrim._x000D_ | 299636 | 420712 | Approved | 2011/12 | 2012-03-02 |  |  | Approved
F/2011/0103/F | 2011-04-11 | Mid and East Antrim | Single wind turbine | A single wind turbine with a tower height of 40m | 370m North East of 32 Carneal Road_x000D_ Glenoe_x000D_ BT40 3LR_x000D_ | 340532 | 395188 | Approved | 2011/12 | 2012-02-23 |  |  | Approved
G/2011/0200/F | 2011-04-11 | Mid and East Antrim | Single wind turbine | A single wind turbine with a tower height of 40m to serve dwelling, milking palours and existing farm buildings | 330m North East of 15 Tildarg Road_x000D_ Ballyclare_x000D_ BT39 9JU_x000D_ | 325389 | 395992 | Approved | 2011/12 | 2011-09-28 |  |  | Approved
K/2011/0268/F | 2011-04-11 | Fermanagh and Omagh | Single wind turbine | A single wind turbine with a tower height of 40m. | 200m NW of 78 Tursallagh Road_x000D_ Gortfinbar_x000D_ Sixmilecross_x000D_ BT79 9HG_x000D_ | 261985 | 367806 | Approved | 2012/13 | 2012-06-15 |  |  | Approved
P/2011/0411/F | 2011-04-11 | Newry, Mourne and Down | Single wind turbine | A single wind turbine with a tower height of 26m | 315m North-East of 12 Drumcrow Road_x000D_ Glenanne_x000D_ Co Armagh_x000D_ BT60 2JQ_x000D_ | 298281 | 332057 | Approved | 2011/12 | 2011-11-01 |  |  | Approved
Q/2011/0176/F | 2011-04-12 | Armagh, Banbridge and Craigavon | Single wind turbine | Erection of wind turbine with a 40 metre hub height and 30 metre rotor diameter with a max output not exceeding 250 kw | 105 metres North West of 117 Lackan Road Ballyward (Amended Address)_x000D_ | 325779 | 335899 | Withdrawn | 2012/13 | 2012-08-06 |  |  | Withdrawn
L/2011/0381/F | 2011-04-13 | Fermanagh and Omagh | Single wind turbine | Erection of 1 No 50 kw wind turbine with 29m hub height on momo pole at lands 140m north east of Corrany Post Office,Roslea, Co Fermanagh BT92 7BS | Land 140m North East Of Corranny Post Office _x000D_Roslea_x000D_ Co Fermanagh_x000D_ BT92 7BS_x000D_ | 247838 | 333542 | Approved | 2012/13 | 2012-04-23 |  |  | Approved
O/2011/0206/F | 2011-04-15 | Strategic Planning Division | Single wind turbine | Erection of a 500kW wind turbine generator, 50m hub height, 47m blade diameter with associated site works and infrastructure. | Lands within Clady Quarry Blackwater Road Mowhan Armagh BT60 2HD | 291990 | 334186 | Approved | 2013/14 | 2013-06-17 |  |  | Approved
D/2011/0107/F | 2011-04-20 | Causeway Coast and Glens | Single wind turbine | Erection of a single 250kw wind turbine of 32m tower height (47m to tip) and control room. | 250m North East of 30 Mount Hamilton Road_x000D_ Clogh Mills_x000D_ Co Antrim_x000D_ BT44 9NQ_x000D_ | 305796 | 420332 | Approved | 2012/13 | 2013-03-26 |  |  | Approved
F/2011/0107/F | 2011-04-21 | Strategic Planning Division | Single wind turbine | Erection of 1 No. 225KW Wind Turbine with a hub height of 30m | Loughside Quarry_x000D_ 146 Belfast Road_x000D_ Larne_x000D_ BT40 2PN_x000D_ | 335732 | 398255 | Approved | 2011/12 | 2012-03-16 |  |  | Approved
L/2011/0368/F | 2011-04-21 | Fermanagh and Omagh | Single wind turbine | Erection of 1 No.20kw wind turbine on 20m mono-pole at 17 Brockagh Rd, Tempo, Co. Fermanagh | 17 Brockagh Road_x000D_ Tempo_x000D_ Co. Fermanagh_x000D_ BT94 3LB_x000D_ | 239964 | 352280 | Approved | 2011/12 | 2011-10-26 |  |  | Approved
M/2011/0316/F | 2011-04-27 | Mid Ulster | Single wind turbine | Proposed new 250kw wind turbine with a hub height of 40m and a blade tip height of 53.5m | 297m West South from 110 Loughans Road Drumfad Co Tyrone_x000D_ | 267125 | 358488 | Approved | 2011/12 | 2011-11-15 |  |  | Approved
Q/2011/0197/F | 2011-04-27 | Newry, Mourne and Down | Single wind turbine | Proposed new 250 kw wind turbine with a hub height of 40m and a blade tip height of 53.5m. | 460m East South East from 199 Rathfriland Road_x000D_ Dromara._x000D_ | 327928 | 346514 | Approved | 2012/13 | 2012-11-15 |  |  | Approved
K/2011/0302/F | 2011-04-28 | Strategic Planning Division | Single wind turbine | Erection of one 5kw wind turbine and access road to it. 18.40m to hub and 5.50m dia blades. To supply the national grid. | 80m NE of 10 Cranmore Road_x000D_ Omagh BT79 0HG_x000D_ | 249426 | 367383 | Approved | 2012/13 | 2012-08-22 |  |  | Approved
L/2011/0391/F | 2011-04-28 | Fermanagh and Omagh | Single wind turbine | Erection of 1No 225Kw wind turbine on 31m mono-pole at lands 245m North of 83 Edenmore Road,Tempo. | Lands at 83 Edenmore Road_x000D_Tempo BT94 3JA_x000D_ | 233431 | 348981 | Withdrawn | 2011/12 | 2011-11-15 |  |  | Withdrawn
S/2011/0412/F | 2011-04-28 | Lisburn and Castlereagh | Single wind turbine | Erection of single wind turbine - 32.3m hub height with 15m blades. | 350m South East of 2 Budore Road Lisburn BT28 3SX. | 322928 | 371670 | Withdrawn | 2013/14 | 2014-02-12 |  |  | Withdrawn
B/2011/0123/F | 2011-05-03 | Causeway Coast and Glens | Single wind turbine | Erection of a 225kw wind turbine with a tower height of 31m (to serve farm) | Approx. 330m south east of 78 Drumsurn Road Limavady_x000D_ | 270411 | 422038 | Approved | 2012/13 | 2012-06-28 |  |  | Approved
H/2011/0255/F | 2011-05-03 | Mid Ulster | Single wind turbine | Proposed erection of a wind turbine of 30m hub height and 30m rotor diameter with a max output not exceeding 225kw. | 433m North west of 18 Rocktown Road Knockloughrim Co.Derry_x000D_ | 290354 | 397062 | Approved | 2012/13 | 2012-07-03 |  |  | Approved
J/2011/0205/F | 2011-05-03 | Strategic Planning Division | Single wind turbine | proposed erection of 250k/W wind turbine (hub height 30m) to serve electricity grid | 305m north-north-east of 36 Freughlough Road_x000D_ Castlederg_x000D_ Co Tyrone_x000D_ BT81 7JT_x000D_ | 227578 | 386810 | Approved | 2012/13 | 2012-04-04 |  |  | Approved
L/2011/0392/F | 2011-05-03 | Fermanagh and Omagh | Single wind turbine | Alteration of existing planning approval : L/2006/0094/F. Erection of 1 no. 150kW Wind Turbine on 24m monopole , with 21m rotor diameter. | Lands 85m North East of 30 Annaghilly Road_x000D_Cortagher_x000D_Roslea BT92 7BA_x000D_ | 249370 | 333625 | Approved | 2011/12 | 2012-03-22 |  |  | Approved
C/2011/0240/F | 2011-05-04 | Causeway Coast and Glens | Single wind turbine | Erection of a single 250kw wind turbine of 32m tower height (47m to tip) and control room. | 330m south-west of 146 Craigmore Road_x000D_ Ringsend_x000D_ Coleraine_x000D_ BT51 4HS_x000D_ | 278461 | 422078 | Approved | 2012/13 | 2012-11-05 |  |  | Approved
G/2011/0228/F | 2011-05-04 | Mid and East Antrim | Single wind turbine | Erection of 1 no. wind turbine with a hub height of 30m and a blade diameter of 27m to supply existing dairy farm with excess electricity sold to grid. | 350m North East of 9 Tullynahinnion Road Ahoghill | 300937 | 406131 | Approved | 2013/14 | 2013-04-11 |  |  | Approved
I/2011/0221/F | 2011-05-04 | Mid Ulster | Single wind turbine | Proposed erection of a wind turbine of 30m hub height and 30m rotar diameter with a max output not exceeding 250kw (Shadow Flicker Assessment received) | 105m North of 46 Murnells Road_x000D_ Pomeroy_x000D_ Co Tyrone. BT70 2SL_x000D_ | 268698 | 376333 | Approved | 2012/13 | 2012-08-31 |  |  | Approved
K/2011/0315/F | 2011-05-04 | Fermanagh and Omagh | Single wind turbine | Erection of 1 no. 100kw wind turbine with a hub height of 30m to supply farm and dwelling with excess sold off to grid | 140m North of 19 Ballybrack Road_x000D_ Loughmacrory_x000D_ Omagh_x000D_ | 256829 | 376089 | Approved | 2012/13 | 2012-11-12 |  |  | Approved
K/2011/0322/F | 2011-05-06 | Fermanagh and Omagh | Single wind turbine | Proposed erection of 225kw wind turbine (30m from ground level to hub) | Approx 640m NE of 128 Crockanboy Road_x000D_ Greencastle_x000D_ | 256043 | 385341 | Approved | 2011/12 | 2011-10-11 |  |  | Approved
R/2011/0397/F | 2011-05-06 | Newry, Mourne and Down | Single wind turbine | Proposed 250kw wind turbine not exceeding 40m to the hub with rotors not exceeding 30m in diameter with electric supply going back to grid. | Site located 220m east of 6 Ballybrannagh Road Downpatrick BT30 | 354147 | 341225 | Withdrawn | 2013/14 | 2013-10-25 |  |  | Withdrawn
Y/2011/0166/F | 2011-05-10 | Lisburn and Castlereagh | Single wind turbine | Replacement wind turbine: 10kw generator, hub height 12m | Lands approximately 140m north west of 80 Drumalig Road_x000D_ Carryduff_x000D_ Bt88EQ_x000D_ | 336627 | 363336 | Approved | 2011/12 | 2011-09-28 |  |  | Approved
J/2011/0220/F | 2011-05-12 | Derry and Strabane | Single wind turbine | Proposed Wind Turbine, 1 Endurance e3120 50kw Turbine (24.6m Hub Tube Tower Construction) to support existing engineering business | Site approx 120m West of 4 Whitehouse Road_x000D_ Castlederg BT81 7PG_x000D_ | 230673 | 383331 | Approved | 2011/12 | 2011-10-31 |  |  | Approved
L/2011/0398/F | 2011-05-12 | Fermanagh and Omagh | Single wind turbine | Proposed erection of a wind turbine with a 40m hub height and a 30m rotor diameter,with a max output not to exceed 250Kw | 200m South West of 29 Cornahiltie Road_x000D_Gortnalee_x000D_Belleek BT93 3AU_x000D_ | 195160 | 355659 | Approved | 2012/13 | 2012-07-24 |  |  | Approved
P/2011/0489/F | 2011-05-16 | Newry, Mourne and Down | Single wind turbine | Erect 55kw wind turbine with a 19.2m dia 3 blade rotor on a 36.4m monopole | 200m west of no 27 Ballynahatten Road Kilkeel | 327966 | 312337 | Approved | 2014/15 | 2014-11-21 |  |  | Approved
G/2011/0243/F | 2011-05-17 | Mid and East Antrim | Single wind turbine | Erection of 1 no. 100 KW wind turbine with a hub height of 30m to supply proposers business with excess sold to the grid | 215m South East of 10 Gillistown Road_x000D_Toomebridge_x000D_ | 302966 | 396324 | Approved | 2012/13 | 2012-07-03 |  |  | Approved
I/2011/0243/F | 2011-05-17 | Mid Ulster | Single wind turbine | Erection of a 225kw wind turbine with a tower height of 35m (to serve existing farm) - Additional Visual assessment from Beaghmore Stone Circle and cross sections received 6th August 2013. | Approx 730m North West of Blackrock and Meenanea Road junction Cookstown | 268800 | 382223 | Approved | 2013/14 | 2013-09-16 |  |  | Approved
J/2011/0227/F | 2011-05-17 | Derry and Strabane | Single wind turbine | 250kw Wind Turbine with a hub height of 30m for farm | Lands 300m South West of 27 Magheralough Road_x000D_ Castlederg BT81 7PD_x000D_ | 232189 | 381941 | Refused | 2011/12 | 2011-09-29 |  |  | Refused
R/2011/0417/F | 2011-05-17 | Newry, Mourne and Down | Single wind turbine | Wind turbine 37m hub height | 200m sw of 12 Ballycoulter Road Downpatrick BT30 7BL | 352342 | 344984 | Approved | 2013/14 | 2014-03-13 |  |  | Approved
L/2011/0422/F | 2011-05-18 | Fermanagh and Omagh | Single wind turbine | Erection of 1 No 225 kw wind turbine on 31m mono pole at lands 100m South East of 109 Edenmore Road, Carn ,Co Fermanagh BT94 3EU | Lands 100m South East of 109 Edenmore Road_x000D_ Carn _x000D_Tempo_x000D_ Co Fermanagh_x000D_ BT94 3EU_x000D_ | 233022 | 349934 | Approved | 2011/12 | 2011-11-25 |  |  | Approved
F/2011/0126/F | 2011-05-19 | Mid and East Antrim | Single wind turbine | Erection of a Bonus 150kw wind turbine height 30m | 274m South West of 3 Stewartstown Drive_x000D_ Larne_x000D_ | 335576 | 398607 | Approved | 2012/13 | 2012-05-25 |  |  | Approved
N/2011/0236/F | 2011-05-19 | Armagh, Banbridge and Craigavon | Single wind turbine | Erection of single 225kw wind turbine on a 31 metre tower for agricultural and domestic usage | 190 metres north west of the dwelling at 58 Ballynabragget Road_x000D_ Donaghcloney_x000D_ Clare_x000D_ | 310849 | 352376 | Approved | 2011/12 | 2011-12-07 |  |  | Approved
P/2011/0500/F | 2011-05-19 | Newry, Mourne and Down | Single wind turbine | Proposed erection of wind turbine with a 30m hub height and 30m rotor diameter with a max output not exceeding 250kw | 281 metres North East of 36 Newry Road Belleek Newry Co Down BT35 7PB_x000D_ | 295774 | 327157 | Withdrawn | 2012/13 | 2012-08-13 |  |  | Withdrawn
P/2011/0505/F | 2011-05-19 | Newry, Mourne and Down | Single wind turbine | Erection of wind turbine (30m tower) | 162 metres west of no 9 Sloans Road_x000D_ Clontigora_x000D_ Newry_x000D_ BT35 8GP_x000D_ | 310008 | 319831 | Refused | 2012/13 | 2012-10-10 |  |  | Refused
R/2011/0420/F | 2011-05-19 | Newry, Mourne and Down | Single wind turbine | Proposed erection of a wind turbine with a 30m hub height and a 30m rotor diameter, with a max output not to exceed 250kw. | 240m South East of 46 Castlerainey Road_x000D_ Barnamaghery_x000D_ Crossgar_x000D_ Co Down_x000D_ BT30 9DP_x000D_ | 345471 | 354663 | Approved | 2012/13 | 2013-02-15 |  |  | Approved
R/2011/0421/F | 2011-05-19 | Newry, Mourne and Down | Single wind turbine | Proposed erection of a wind turbine with a 30m hub height and a 30m rotor diameter with a max output not exceeding 250kw | 341m North of 16 Milltown Lane_x000D_ Lisown_x000D_ Saintfield_x000D_ Co Down BT24 7JW_x000D_ | 343951 | 356996 | Approved | 2012/13 | 2012-12-20 |  |  | Approved
S/2011/0461/F | 2011-05-19 | Lisburn and Castlereagh | Single wind turbine | Proposed erection of a wind turbine with a 30m hub height and a 30m rotor diameter, with a max output not to exceed 250kw | 204 metres west 11 Leathemstown Road Dundrod Crumlin BT29 4HX | 321102 | 374898 | Approved | 2013/14 | 2013-04-23 |  |  | Approved
A/2011/0339/F | 2011-05-20 | Derry and Strabane | Single wind turbine | Erection of 250kw Wind Turbine at hub height of 41m to serve dairy farm and grid. | 320m South West of 14 Avish Road_x000D_ Eglinton_x000D_ BT47 3JX_x000D_ | 250071 | 418038 | Refused | 2012/13 | 2012-05-15 |  |  | Refused
O/2011/0253/F | 2011-05-20 | Armagh, Banbridge and Craigavon | Single wind turbine | Erection of wind turbine | 105 Monaghan Road_x000D_ Armagh_x000D_ | 283223 | 341418 | Approved | 2011/12 | 2012-02-20 |  |  | Approved
K/2011/0364/F | 2011-05-24 | Fermanagh and Omagh | Single wind turbine | Erection of 1 no. 225kw wind turbine on 31 Monopole at lands 160m NW of Colton Concrete Ltd, Clanabogan Road, Omagh to power the electrical requirements associated with the concrete works. | Lands 160m NW of Colton Concrete Ltd_x000D_ Clanabogan Road_x000D_ Omagh_x000D_ | 238338 | 366754 | Refused | 2011/12 | 2012-03-08 |  |  | Refused
L/2011/0441/F | 2011-05-24 | Strategic Planning Division | Single wind turbine | Erection of 1 No 225kw wind turbine with 31m hub | Lands 215m NE of quarry office at Coltons Quarries LTD_x000D_ largy_x000D_ Lack Co Fermanagh_x000D_ | 227742 | 365882 | Withdrawn | 2011/12 | 2011-08-26 |  |  | Withdrawn
O/2011/0252/F | 2011-05-24 | Armagh, Banbridge and Craigavon | Single wind turbine | Erection of 1 no 150kw wind turbine with 30 metres hub and 24 metre dia rotor | 150 metres south west of 58 Fellows Hall Road Killylea Armagh | 279901 | 343558 | Approved | 2013/14 | 2013-04-19 |  |  | Approved
W/2011/0268/F | 2011-05-24 | Ards and North Down | Single wind turbine | Erection of 1 no. 225kw wind turbine with a blade diameter of 27m and hub height of 30m, to supply farm and engineering business. | 210m North East of 78 Ballymiscaw Road_x000D_ Holywood_x000D_ | 342391 | 377878 | Withdrawn | 2012/13 | 2013-03-01 |  |  | Withdrawn
K/2011/0369/F | 2011-05-25 | Fermanagh and Omagh | Single wind turbine | Erection of No 1 225 kw wind turbine 31m monopole at lands 160m north west of 24 Shannaragh Road, Dromore , Co Tyrone. To power the electrical requirements of the farm. | Lands 160m north west of 24 Shannaragh Road_x000D_ Dromore BT78 3EJ_x000D_ | 237434 | 364363 | Approved | 2012/13 | 2012-12-05 |  |  | Approved
M/2011/0360/F | 2011-05-25 | Mid Ulster | Single wind turbine | Relocation and Replacement of Existing Wind Turbine Approved Under M/2005/1428/F to Supply Poultry Houses within the Farm | 400m North East of 38 Crossowen Road_x000D_ Clogher_x000D_ Co. Tyrone_x000D_ | 256229 | 352996 | Approved | 2011/12 | 2011-07-29 |  |  | Approved
K/2011/0359/F | 2011-05-26 | Fermanagh and Omagh | Single wind turbine | Proposed erection of a wind turbine with a 30m hub height and a 30m rotor diameter with a max output not exceeding 250kw (Readvertisement) (Additional Noise Information) | 336m SW of 61a Loughmallon Road Sultan Pomeroy | 263658 | 376144 | Approved | 2013/14 | 2013-11-13 |  |  | Approved
M/2011/0364/F | 2011-05-26 | Mid Ulster | Single wind turbine | Proposed Erection of a Wind Turbine with a 30m Hub Height and a 30m Rotor Diameter with a Max Output Not Exceeding 250kw | 397 meters South West of 58 Ballynahaye Road_x000D_ Ballygawley_x000D_ Dungannon_x000D_ Co.Tyrone BT70 2HZ_x000D_ | 264717 | 363110 | Approved | 2011/12 | 2012-02-01 |  |  | Approved
T/2011/0208/F | 2011-05-26 | Antrim and Newtownabbey | Single wind turbine | Erection of Bonus 150KW wind turbine height 30m | 228m North West of 102 Steeple Road_x000D_Antrim_x000D_BT41 2LT_x000D_ | 315473 | 391464 | Approved | 2011/12 | 2012-01-31 |  |  | Approved
L/2011/0449/F | 2011-05-27 | Fermanagh and Omagh | Single wind turbine | Erection of 1No 150kw Wind Turbine on 30m Mono-Pole with rotor diameter of 24 metres. | 390m West of 91 raw Road_x000D_ Grogey_x000D_ Brookeborough Co Fermanagh._x000D_ | 243773 | 342414 | Approved | 2012/13 | 2012-06-25 |  |  | Approved
M/2011/0365/F | 2011-05-27 | Mid Ulster | Single wind turbine | Proposed 20kw wind turbine max tower height 20m to serve farm buildings and farm dwelling with excess sold to the grid | 130m NE of 6 Shanmaghery Road_x000D_ Pomeroy_x000D_ | 269210 | 368405 | Approved | 2011/12 | 2011-09-06 |  |  | Approved
R/2011/0439/F | 2011-05-27 | Newry, Mourne and Down | Single wind turbine | Erection of a single wind turbine on self supporting 15m mast to provide power for pre-existing domestic dwelling on site. | 90m west of 47 Quarterland Road_x000D_ Killinchy_x000D_ | 352290 | 358402 | Approved | 2011/12 | 2011-10-27 |  |  | Approved
X/2011/0400/F | 2011-05-27 | Ards and North Down | Single wind turbine | 250kw Wind Turbine at 32m Hub Height to offset farm energy requirements | 75 metres SE of 4 Quarry Road_x000D_ Ballynester_x000D_Greyabbey_x000D_ | 358992 | 368681 | Withdrawn | 2012/13 | 2013-01-11 |  |  | Withdrawn
M/2011/0369/F | 2011-05-31 | Mid Ulster | Single wind turbine | 24.8 height, 11kw white wind turbine with galvanised steel lattice tower for domestic use | 112m North East to the rear of No. 76 Derryfubble Road_x000D_ Crubinagh_x000D_ Dungannon_x000D_ | 279626 | 356943 | Withdrawn | 2011/12 | 2012-01-09 |  |  | Withdrawn
T/2011/0221/F | 2011-06-01 | Antrim and Newtownabbey | Single wind turbine | Erection of 1 no 250kw wind turbine with a hub height of 40m | 720m South West of 48 Greenhill Road_x000D_ Belfast_x000D_ | 326330 | 376255 | Approved | 2011/12 | 2011-11-02 |  |  | Approved
S/2011/0487/F | 2011-06-02 | Lisburn and Castlereagh | Single wind turbine | Installation of 225kw single wind turbine with 41.4m hub and 14.0m rotors. | Approximately 280m SE of 15 Fort Road Glenavy Co Antrim. | 321078 | 372928 | Refused | 2015/16 | 2015-11-27 |  |  | Refused
V/2011/0080/F | 2011-06-02 | Mid and East Antrim | Single wind turbine | Proposed single Wind turbine (hub height not more than 46m with rotar diameter not more than 30m) and Power NI Kiosk. | 429m North West of 43 Loughmourne Road_x000D_ Loughmourne_x000D_ Carrickfergus BT38 9AW_x000D_ | 339617 | 393375 | Approved | 2012/13 | 2012-08-10 |  |  | Approved
R/2011/0446/F | 2011-06-03 | Newry, Mourne and Down | Single wind turbine | Erection of 1no 225kw wind turbine on 31m monopole at lands 150m north east of 24 Magheralone Road, Drumaness, Ballynahinch, Co Down BT24 8ND | Lands 150m north east of 24 Magheralone Road_x000D_ Drumaness_x000D_ Ballynahinch_x000D_ Co Down BT24 8ND_x000D_ | 340745 | 349014 | Withdrawn | 2012/13 | 2012-07-03 |  |  | Withdrawn
D/2011/0132/F | 2011-06-07 | Causeway Coast and Glens | Single wind turbine | Proposed Wind Turbine (37m hub height) | 755m West of 290 Frosses Road_x000D_ Cloughmills_x000D_ Ballymena_x000D_ Co. Antrim_x000D_ BT44 9NF._x000D_ | 305083 | 416549 | Withdrawn | 2011/12 | 2011-10-21 |  |  | Withdrawn
G/2011/0266/F | 2011-06-07 | Mid and East Antrim | Single wind turbine | Erection of a 225KW wind turbine with a tower height of 40m.(to serve existing farm) | Approx 330m South East of 93 Caddy Road Randalstown_x000D_ | 308831 | 395402 | Approved | 2012/13 | 2012-06-01 |  |  | Approved
K/2011/0378/F | 2011-06-09 | Fermanagh and Omagh | Single wind turbine | Proposed 250kw wind turbine with mast height of 30m | Approximately 260m South West of 70 Dunnamona Road_x000D_ Omagh_x000D_ | 240799 | 365253 | Approved | 2012/13 | 2012-12-12 |  |  | Approved
Q/2011/0247/F | 2011-06-09 | Armagh, Banbridge and Craigavon | Single wind turbine | Amendment to existing approved turbine: increase in hub height from 30m to 40m | 410 metres north of 13 Moss Road_x000D_ Banbridge_x000D_ BT32 5EF_x000D_ | 313046 | 339295 | Approved | 2011/12 | 2012-02-24 |  |  | Approved
G/2011/0270/F | 2011-06-10 | Mid and East Antrim | Single wind turbine | Proposed 225kw wind turbine with a 30m hub height, under PPS18 | 550 metres South West of 70 Collin Road Moorfields BT42 3BY | 322994 | 396920 | Refused | 2014/15 | 2014-09-02 |  |  | Refused
J/2011/0242/F | 2011-06-10 | Derry and Strabane | Single wind turbine | Proposed 11Kw Gaia (18.3M Hub - Lattice Tower) wind turbine to support existing farm business | 204 Metres South West of 136 Castlederg Road_x000D_ Drumquin_x000D_ Co Tyrone_x000D_ BT78 4PU_x000D_ | 230428 | 378506 | Withdrawn | 2011/12 | 2011-09-29 |  |  | Withdrawn
J/2011/0243/F | 2011-06-10 | Derry and Strabane | Single wind turbine | Proposed 11Kw Wind Turbine (18.3 Hub Lattice Tower) to support existing farm business | 70 Metres West South West of 10 Claremore Road_x000D_ Castlederg_x000D_ Co Tyrone_x000D_ BT81 7RF_x000D_ | 228121 | 379916 | Approved | 2011/12 | 2011-08-31 |  |  | Approved
J/2011/0244/F | 2011-06-10 | Derry and Strabane | Single wind turbine | Proposed 11kw Gaia Wind Turbine (27m Hub Tubular Tower) to support existing engineering business | 92m SSE of 109 Lettercarn Road_x000D_ Castlederg_x000D_ Co Tyrone_x000D_ | 228732 | 379337 | Approved | 2011/12 | 2011-09-28 |  |  | Approved
K/2011/0381/F | 2011-06-10 | Fermanagh and Omagh | Single wind turbine | Erection of 1 no 100kw wind turbine with a hub height of 30m | 100m South West of 25 Loughmallon Road_x000D_ Creggan_x000D_ | 263419 | 377234 | Approved | 2012/13 | 2012-11-07 |  |  | Approved
Q/2011/0251/F | 2011-06-10 | Armagh, Banbridge and Craigavon | Single wind turbine | Erection of 1no. 100kw farm wind turbine with a blade diameter of 18m and hub height of 30m, to supply farm business, with any spillage sold to grid | 150m south west of 45 Legananny Road_x000D_ Loughbrickland_x000D_ | 309274 | 342311 | Approved | 2012/13 | 2012-09-03 |  |  | Approved
Q/2011/0254/F | 2011-06-13 | Armagh, Banbridge and Craigavon | Single wind turbine | Erection of 1 No. 100KW Farm Wind Turbine with a blade diameter of 18m and a hub height of 30m, to supply farm business, with any spillage sold to grid | 150m North East of 184 Ballygowan Road_x000D_ Banbridge BT32 3QS_x000D_ | 309633 | 343479 | Approved | 2011/12 | 2012-02-24 |  |  | Approved
E/2011/0150/F | 2011-06-14 | Causeway Coast and Glens | Single wind turbine | 250 KW Wind Turbine at 32 m Hub Height for farm and grid. | 170m South West of 9a Ballinlea Road_x000D_ Ballycastle_x000D_ Co.Antrim_x000D_ BT54 6NQ._x000D_ | 303971 | 442523 | Withdrawn | 2012/13 | 2012-09-06 |  |  | Withdrawn
J/2011/0250/F | 2011-06-14 | Derry and Strabane | Single wind turbine | 250kw wind turbine with a hub height of 30m for domestic purposes | Lands 350m SW of 26 Whitehouse Road_x000D_ Castlederg_x000D_ | 230663 | 382868 | Approved | 2011/12 | 2011-09-30 |  |  | Approved
K/2011/0383/F | 2011-06-14 | Fermanagh and Omagh | Single wind turbine | Erection of a 225kw wind turbine with a tower height of 40m. | Approx 440m SW of 213 Clanabogan Road_x000D_ Dromore_x000D_ | 237398 | 365791 | Withdrawn | 2011/12 | 2012-03-16 |  |  | Withdrawn
K/2011/0388/F | 2011-06-14 | Strategic Planning Division | Single wind turbine | Erection of wind turbine, 20kw, hub height 20m | 340m North West of 21 Rock Road_x000D_ Formill_x000D_ Omagh_x000D_ | 262443 | 382551 | Approved | 2012/13 | 2013-03-11 |  |  | Approved
L/2011/0495/F | 2011-06-14 | Fermanagh and Omagh | Single wind turbine | 21.8m height,white wind turbine with galvanised steel lattice tower. | 92m South East of 8 Raw Road_x000D_ Claraghy_x000D_ Brookeborough_x000D_ Enniskillen. BT94 4GE_x000D_ | 241726 | 343391 | Approved | 2011/12 | 2012-02-28 |  |  | Approved
R/2011/0474/F | 2011-06-15 | Newry, Mourne and Down | Single wind turbine | Erection of 1 No 225kw wind turbine with a hub height of 30m to supplement existing farm business | 370m North East of 32 Ballykilbeg Road_x000D_ Downpatrick_x000D_ | 346010 | 340914 | Approved | 2012/13 | 2012-07-26 |  |  | Approved
C/2011/0310/F | 2011-06-16 | Causeway Coast and Glens | Single wind turbine | Erection of a 20kw wind turbine with a tower height of 20m. (To serve farm buildings and dwelling) | Approx 410m South West of 185 Mussenden Road_x000D_ Castlerock_x000D_ | 277470 | 434082 | Approved | 2011/12 | 2012-02-29 |  |  | Approved
R/2011/0480/F | 2011-06-16 | Newry, Mourne and Down | Single wind turbine | Proposed 50kw endurance (36.4m hub - tube tower) Wind Turbine to support existing farm business | 142m SE of 23 Creeghduff Road Seaforde Downpatrick Co Down BT30 8NJ_x000D_ | 342549 | 341512 | Approved | 2012/13 | 2012-12-07 |  |  | Approved
K/2011/0397/F | 2011-06-17 | Strategic Planning Division | Single wind turbine | Wind turbine (27m diameter x 30m high x 250kw) to generate electricity for sale to the NIE grid. Re-Advertisement - Resiting of turbine, Acoustic Report (Supplementary Information) and Shadow Flicker Report submitted. | 30m east of 17 Aughnaglea Road_x000D_ Sixmilecross_x000D_ Omagh_x000D_ Co Tyrone_x000D_ BT79 9NP_x000D_ | 258031 | 368600 | Approved | 2012/13 | 2012-06-12 |  |  | Approved
H/2011/0329/F | 2011-06-20 | Mid Ulster | Single wind turbine | Proposed wind turbine (Vestas v29 225kw with 40m hub height and 29 diameter rotors). | 320m SE of no 6 Bracknaghlislea Road Draperstown | 281751 | 393656 | Approved | 2013/14 | 2013-05-13 |  |  | Approved
K/2011/0400/F | 2011-06-20 | Fermanagh and Omagh | Single wind turbine | Erection of a wind turbine (250kW max) with a tower height of 40m (to serve farm) | Approx 435m north east of 8 Meenacloy Road_x000D_ Killen_x000D_ Castlederg_x000D_ | 221776 | 374426 | Approved | 2012/13 | 2012-04-05 |  |  | Approved
B/2011/0154/F | 2011-06-21 | Causeway Coast and Glens | Single wind turbine | Erection of 10kw wind turbine with 25m hub height, under PPS18 | Proposed wind turbine 56m South-West of 102 Terrydoo Road Limavady. | 272686 | 419696 | Withdrawn | 2014/15 | 2014-10-29 |  |  | Withdrawn
Y/2011/0216/F | 2011-06-21 | Lisburn and Castlereagh | Single wind turbine | Erection of a 11kw wind turbine on a 18.3m high lattice tower type mast | 230m east of 306 Gilnahirk Road Castlereagh Co Down | 340832 | 371869 | Withdrawn | 2013/14 | 2013-12-18 |  |  | Withdrawn
G/2011/0283/F | 2011-06-22 | Mid and East Antrim | Single wind turbine | Proposed wind turbine with 15m hub height and 4.9m radius rotor for own use and connection to nation grid | 33m South West of 51 Church Road_x000D_ Glenwhirry_x000D_ Ballymena_x000D_ | 323293 | 399389 | Approved | 2011/12 | 2011-11-28 |  |  | Approved
O/2011/0304/F | 2011-06-22 | Armagh, Banbridge and Craigavon | Single wind turbine | Erection of 150kw wind turbine, 30m hub height, 23m rotor dia to serve farm of applicant, surplus to grid | Approximately 110 metres west of 24 Mulurg Road Markethill Armagh BT60 1UB | 296774 | 343190 | Approved | 2013/14 | 2013-09-12 |  |  | Approved
S/2011/0533/F | 2011-06-22 | Lisburn and Castlereagh | Single wind turbine | A single 250kw wind turbine with a tower height of 30m and a blade length of 15m (amended reduced dimensions). | Approximately 250m west of the crossroads of Ballycolin Road and Hannahstown Road/Upper Springfield Road Ballymacward Lisburn. | 324745 | 372672 | Approved | 2014/15 | 2015-01-13 |  |  | Approved
J/2011/0257/F | 2011-06-23 | Derry and Strabane | Single wind turbine | Erection of a 225KW wind turbine with a tower height of 40 m. (To serve farm) | Approx 147M South East of 5 Keery Road Bready Strabane._x000D_ | 239553 | 408071 | Approved | 2011/12 | 2011-08-31 |  |  | Approved
J/2011/0262/F | 2011-06-23 | Derry and Strabane | Single wind turbine | Proposed 100kw wind turbine (30m hub height, 21m blade diameter) to serve existing farm dwelling, outbuildings etc with spillage to the grid | Site 350m North of 15 Barleyhill Road_x000D_ Castlederg_x000D_ Co Tyrone_x000D_ | 224469 | 386761 | Approved | 2011/12 | 2011-11-29 |  |  | Approved
K/2011/0405/F | 2011-06-23 | Fermanagh and Omagh | Single wind turbine | Proposed 225kw wind turbine (40m hub height, 27m blade diameter) to serve farm dwelling / outbuildings with surplus to the grid | 200m E of 141 Sluggan Road_x000D_ Carrickmore_x000D_ Omagh_x000D_ | 263967 | 369735 | Approved | 2012/13 | 2012-11-12 |  |  | Approved
K/2011/0408/F | 2011-06-23 | Fermanagh and Omagh | Single wind turbine | Installation of a 250KWwind turbine tower height of 46m and blade saw of 33m to provide power to existing farm and remainder to grid. | Approximately 620M North East OF 18 Devesky Road Carrickmore Omagh Co Tyrone_x000D_ | 263059 | 374984 | Approved | 2012/13 | 2012-07-11 |  |  | Approved
K/2011/0410/F | 2011-06-23 | Fermanagh and Omagh | Single wind turbine | Proposed 225kw wind turbine (40m Hub height, 27m blade diameter) to serve farm dwelling/outbuildings with spillage to the grid | 660m NE of 183 Crockanboy Road_x000D_ Gortin_x000D_ | 256996 | 384436 | Refused | 2012/13 | 2012-04-20 |  |  | Refused
K/2011/0417/F | 2011-06-23 | Strategic Planning Division | Single wind turbine | Proposed 250kw wind turbine with a 44m hub | 580 metres south-east of Segully Road_x000D_ Drumquin_x000D_ Omagh_x000D_ Co Tyrone_x000D_ BT78 4RD_x000D_ | 233776 | 371227 | Approved | 2012/13 | 2012-11-13 |  |  | Approved
S/2011/0535/F | 2011-06-23 | Lisburn and Castlereagh | Single wind turbine | Erection of a 225kw medium size wind turbine generator with a maximum hub height of 40m and maximum rotor diameter of 29m. | Lands 230m West of No 22 Fort Road_x000D_ Glenavy_x000D_ Crumlin_x000D_ BT29 4HT._x000D_ | 321034 | 373616 | Withdrawn | 2012/13 | 2012-08-07 |  |  | Withdrawn
X/2011/0435/F | 2011-06-23 | Strategic Planning Division | Single wind turbine | Erection of 225kw wind turbine generator on a 31m maximum self supporting mast with a maximum blade diameter of 29m | Approximitly 350m northwest of no 89 Ballygowan Road_x000D_ Ballyrush_x000D_Comber_x000D_ | 343172 | 365488 | Approved | 2012/13 | 2012-11-26 |  |  | Approved
Q/2011/0265/F | 2011-06-24 | Armagh, Banbridge and Craigavon | Single wind turbine | Revised Proposal Erection of wind turbine (30 metre hub, 21 metre blade diameter) | 220 metres (approx) south west of no 52 Tullindoney Road_x000D_ Kinallen BT25 1ES_x000D_ | 324783 | 351223 | Approved | 2012/13 | 2012-05-22 |  |  | Approved
L/2011/0531/F | 2011-06-27 | Fermanagh and Omagh | Single wind turbine | Erection of 1 No 20Kw wind turbine on 20m mono pole | Lands 250m South West of the junction of Carran Road/School Road_x000D_Mooneenbane_x000D_Kinawley. BT92 3BB_x000D_ | 218294 | 329533 | Approved | 2011/12 | 2012-03-28 |  |  | Approved
K/2011/0418/F | 2011-06-28 | Fermanagh and Omagh | Single wind turbine | Proposed 250kw wind turbine with mast height 30m for export to grid. | Approx 230m south east of number 33 Skreen Road_x000D_ Omagh_x000D_ | 240457 | 365339 | Withdrawn | 2012/13 | 2012-12-11 |  |  | Withdrawn
J/2011/0269/F | 2011-06-29 | Derry and Strabane | Single wind turbine | Proposed erection of 250kw wind turbine to serve farm | Site 125m N of 41 Bunderg Road_x000D_ Strabane BT82 8QG._x000D_ | 237885 | 387883 | Approved | 2011/12 | 2011-11-25 |  |  | Approved
C/2011/0340/F | 2011-06-30 | Causeway Coast and Glens | Single wind turbine | Erection of 1 No. 225KW wind turbine with a hub height of 30m to suppliment existing farm business | 630m North east of 75 Cullyrammer Road Garvagh BT51 5JJ | 288821 | 415357 | Approved | 2013/14 | 2013-08-02 |  |  | Approved
M/2011/0441/F | 2011-06-30 | Strategic Planning Division | Single wind turbine | Proposed erection of wind turbine with 30m hub height and 30m rotor diameter with a maximum output not exceeding 250kW | 570m north of the pumping station at the junction of Fintona Road and Aghafad_x000D_ Clogher_x000D_ Co Tyrone_x000D_ | 251804 | 354579 | Withdrawn | 2012/13 | 2012-05-03 |  |  | Withdrawn
O/2011/0319/F | 2011-06-30 | Armagh, Banbridge and Craigavon | Single wind turbine | Erection of 1 no 225kw wind turbine with a hub height of 30 metres to supply farm business with excess sold to grid | 201 metres north east of 38 Tirnascobe Road Armagh BT61 9HT | 291066 | 345942 | Approved | 2013/14 | 2013-04-15 |  |  | Approved
R/2011/0517/F | 2011-06-30 | Newry, Mourne and Down | Single wind turbine | Proposed erection of a wind turbine with a 30m hub height an 30m rotor diameter, with a maximum output not exceeding 250kw | 298m south east of 139 Ballydugan Road_x000D_ Downpatrick_x000D_ Co. Down_x000D_ | 343793 | 342042 | Approved | 2012/13 | 2012-12-10 |  |  | Approved
S/2011/0552/F | 2011-06-30 | Lisburn and Castlereagh | Single wind turbine | Proposed erection of Wind Turbine with 30m hub height and 30m rotor diameter with a maximum output not exceeding 250kw. | 255m north west of 12 Mullaghglass Road_x000D_ Lisburn._x000D_ | 325118 | 369395 | Withdrawn | 2012/13 | 2012-05-15 |  |  | Withdrawn
A/2011/0404/F | 2011-07-01 | Derry and Strabane | Single wind turbine | Proposed 250kw wind turbine (40m hub height, 33m diameter blade) to serve farm dwelling/ outbuildings with spillage to the grid. | 977m NNW of 597 Baranailt Road_x000D_ Claudy_x000D_ L'Derry_x000D_ | 254541 | 409709 | Approved | 2012/13 | 2012-11-12 |  |  | Approved
B/2011/0159/F | 2011-07-01 | Causeway Coast and Glens | Single wind turbine | Erection of a 225KW wind turbine with a tower height of 31.5m (To serve farm) | Approx 290m. South West of 28 Betts Road_x000D_ Drumsurn_x000D_ Limavady_x000D_ | 271331 | 416861 | Approved | 2012/13 | 2013-01-28 |  |  | Approved
H/2011/0345/F | 2011-07-01 | Mid Ulster | Single wind turbine | Proposed erection of wind turbine with 40m hub height and 30m rotor diameter with maximum output not exceeding 250Kw (to serve geo-thermal heat pump and export to the grid) | 220m SE of 14 Broagh Road_x000D_Knockloughrim_x000D_ | 290552 | 395726 | Approved | 2011/12 | 2011-10-14 |  |  | Approved
R/2011/0508/F | 2011-07-01 | Newry, Mourne and Down | Single wind turbine | Erection of a single wind turbine of 15.2m height (to hub) and associated control cabinet | Lands approx. 150m to the south-east of No 70 Dunmore Road_x000D_ Ballynahinch BT24 8PR_x000D_ | 337075 | 347688 | Approved | 2012/13 | 2013-02-15 |  |  | Approved
V/2011/0092/F | 2011-07-01 | Mid and East Antrim | Single wind turbine | Proposed erection of a wind turbine with 40m hub height and 30m rotor diameter with a maximum output not exceeding 250kw | 438m North North East of 78A Paisley Road_x000D_ Carrickfergus_x000D_ | 339851 | 392560 | Approved | 2012/13 | 2012-07-06 |  |  | Approved
A/2011/0411/F | 2011-07-04 | Derry and Strabane | Single wind turbine | Proposed new 225kw wind turbine with a hub height of 31.5m and a blade tip height of 46.5m & new control room | 688m North East from 85 Slieveboy Road_x000D_ Claudy_x000D_ Londonderry._x000D_ | 255744 | 403125 | Approved | 2012/13 | 2013-02-19 |  |  | Approved
K/2011/0427/F | 2011-07-04 | Fermanagh and Omagh | Single wind turbine | Installation of 250kw wind turbine, tower height of 30m and blade span of 33m | Approximately 400m SW of 131 Loughmallon Road_x000D_ Carrickmore_x000D_ Co Tyrone_x000D_ | 266058 | 372912 | Approved | 2011/12 | 2012-03-13 |  |  | Approved
R/2011/0509/F | 2011-07-04 | Newry, Mourne and Down | Single wind turbine | 6kw turbine on a 15m tower for domestic use | 40 metres NW of 35 Wood Road Castlewellan_x000D_ BT31 9SU_x000D_ | 333819 | 339772 | Approved | 2012/13 | 2012-12-07 |  |  | Approved
C/2011/0351/F | 2011-07-07 | Causeway Coast and Glens | Single wind turbine | Proposed A27-225kw Wind Turbine with a reduced 30 metres hub height. | 270m North West of 17 Lismoyle Road Kilrea BT51 5UH | 290033 | 410475 | Refused | 2013/14 | 2013-12-10 |  |  | Refused
D/2011/0162/F | 2011-07-07 | Causeway Coast and Glens | Single wind turbine | Proposed vesta V27 225kw wind turbine with a 40m hub under PPS18 | 910m North West of 55 Glenbuck Road_x000D_ Ballymoney_x000D_ | 301587 | 416760 | Withdrawn | 2011/12 | 2012-03-13 |  |  | Withdrawn
G/2011/0313/F | 2011-07-07 | Mid and East Antrim | Single wind turbine | Proposed Vesta V27 225KW Wind Turbine with 40M Hub Height and 29M rotor diameter (amended site) | 364M North-East Of 150 Mullan Road Rasharkin Co. Antrim BT44 8SH | 300215 | 414095 | Refused | 2014/15 | 2014-11-24 |  |  | Refused
G/2011/0315/F | 2011-07-07 | Mid and East Antrim | Single wind turbine | Proposed Vesta V27 225KW Wind Turbine with 40M Hub Height and 29m rotor diameter (amended site) | 306M North Of 148 Mullan Road Rasharkin Co Antrim BT44 8SH | 299957 | 414219 | Refused | 2014/15 | 2014-11-24 |  |  | Refused
H/2011/0356/F | 2011-07-07 | Mid Ulster | Single wind turbine | Erection of a 225KW Wind Turbine with a Tower Height of 40m. (To Serve Farm) | Approx. 1060m South West of 43 Disert Road_x000D_ Draperstown_x000D_ | 275932 | 390980 | Approved | 2011/12 | 2011-11-23 |  |  | Approved
L/2011/0550/F | 2011-07-07 | Fermanagh and Omagh | Single wind turbine | Erection of one 20 kw wind turbine on 20m mono-pole | Lands 150m north west of 33 Crott Road_x000D_ Springfield_x000D_ Enniskillen_x000D_ Co Fermanagh_x000D_ BT74 8EJ_x000D_ | 214554 | 347298 | Approved | 2012/13 | 2012-05-02 |  |  | Approved
M/2011/0457/F | 2011-07-08 | Mid Ulster | Single wind turbine | Proposed vesta v27 225kw Wind Turbine with 40m hub height. | 294m South-West of 95 Old Eglish Road_x000D_ Drumgormal_x000D_ Dunganon_x000D_ Co. Tyrone._x000D_ | 279027 | 360119 | Refused | 2011/12 | 2012-01-10 |  |  | Refused
L/2011/0575/F | 2011-07-09 | Fermanagh and Omagh | Single wind turbine | Erection of 1 No 11KW Wind Turbine on 15m monopole to hub height, rotor diameter of 13m | Lands 325m North-West of 97 Glenn Road_x000D_ Tempo_x000D_ | 233893 | 351866 | Refused | 2012/13 | 2012-05-03 |  |  | Refused
B/2011/0169/F | 2011-07-11 | Causeway Coast and Glens | Single wind turbine | Erection of Vesta V27 wind turbine with 40m hub height | 301m north of 32 Coolnasallagh Road_x000D_ Dungiven_x000D_ | 271901 | 408373 | Refused | 2012/13 | 2012-04-03 |  |  | Refused
B/2011/0170/F | 2011-07-11 | Causeway Coast and Glens | Single wind turbine | Proposed Vesta V27 225kw wind turbine with 31.5m hub height | 285m south west of 45 Curragh Road_x000D_ Dungiven_x000D_ | 270136 | 409134 | Refused | 2012/13 | 2012-07-09 |  |  | Refused
F/2011/0159/F | 2011-07-11 | Mid and East Antrim | Single wind turbine | A single 250kw wind turbine with a tower height of 30m with 33m diameter rotor and NIE kiosk (LANDSCAPE ASSESSMENT HAS BEEN RECEIVED) | Approx 700m ENE of Whitehead Golf Club BT39 9NZ | 348186 | 393735 | Refused | 2013/14 | 2013-09-30 |  |  | Refused
J/2011/0277/F | 2011-07-11 | Derry and Strabane | Single wind turbine | Proposed 225KW Wind Turbine - Hub Height 30M (amended scheme) | 305m South West of 7 Magheralough Road Castlederg | 231219 | 381648 | Refused | 2014/15 | 2015-03-23 |  |  | Refused
S/2011/0587/F | 2011-07-11 | Strategic Planning Division | Single wind turbine | Erection of a single 150kw wind turbine 24.5 metres to the hub (36 metres to tip) and ancillary site works. | Lands approximately 470 metres west of 37 Colingeln Road Colinwell Concrete Dunmurry BT17 0LP. | 326356 | 370773 | Approved | 2013/14 | 2013-04-12 |  |  | Approved
S/2011/0589/F | 2011-07-11 | Lisburn and Castlereagh | Single wind turbine | A single wind turbine with a tower height of 40m and a blade length of 15m. (Amended description to reduce height) | 510m North East of 46 Stoneyford Road Lisburn BT28 3RG. | 324029 | 369567 | Approved | 2014/15 | 2014-04-17 |  |  | Approved
G/2011/0326/F | 2011-07-15 | Mid and East Antrim | Single wind turbine | Proposed A27 225KW wind turbine with a 30m hub under PPS18 | 1174 Metres South East of 19 Brae Road Martinstown BT43 7LY_x000D_ | 315702 | 412555 | Approved | 2012/13 | 2012-12-07 |  |  | Approved
K/2011/0450/F | 2011-07-15 | Fermanagh and Omagh | Single wind turbine | Erection of Single wind turbine - 30.4M hub height with 29.1M blades (Amended proposal including re-siting of turbine) | 300M East of 73 Garvallagh Road Seskinore BT78 2QY | 248134 | 359231 | Approved | 2013/14 | 2013-05-20 |  |  | Approved
K/2011/0451/F | 2011-07-15 | Fermanagh and Omagh | Single wind turbine | Vestas V27 Wind Turbine (27M Dia x 30 High x 225KW) to generate power for existing poultry farm. | 170M North of 8 Raveagh Road Eskra BT78 ULZ_x000D_ | 250180 | 361122 | Approved | 2011/12 | 2012-02-16 |  |  | Approved
M/2011/0464/F | 2011-07-15 | Mid Ulster | Single wind turbine | Erection of wind turbine (32.3m hub height, 30m blades) | 320m SE of 47 Aughintober Road_x000D_ Cabragh_x000D_ Dungannon_x000D_ | 272347 | 361954 | Approved | 2012/13 | 2012-11-14 |  |  | Approved
M/2011/0465/F | 2011-07-15 | Mid Ulster | Single wind turbine | Erection of wind turbine (32.3m hub height, 30m blades) | 267m SW of 39 Culkeeran Road_x000D_ Moy_x000D_ | 283056 | 357168 | Approved | 2012/13 | 2012-04-25 |  |  | Approved
R/2011/0545/F | 2011-07-15 | Newry, Mourne and Down | Single wind turbine | Erection of 1no 20 kw wind turbine (20m in height to hub with 6.4m blades) | Lands 90m south of 80 Crawfordstown Road_x000D_ Drumaness_x000D_ Ballynahinch_x000D_ Co Down BT24 8NA_x000D_ | 340260 | 347865 | Approved | 2012/13 | 2012-12-06 |  |  | Approved
S/2011/0585/F | 2011-07-15 | Lisburn and Castlereagh | Single wind turbine | Erection of single wind turbine - 32.3m hub height with 15m blades. | 240m West of 21 Budore Road Lisburn BT29 4JD. | 323574 | 373301 | Withdrawn | 2013/14 | 2014-02-12 |  |  | Withdrawn
J/2011/0283/F | 2011-07-18 | Derry and Strabane | Single wind turbine | Erection of a 225KW Wind Turbine With A Tower Height Of 31M (to Serve Farm) | Approx 390M S.E. of 59 Gortileck Road Artigarvan Strabane. | 241953 | 401369 | Approved | 2013/14 | 2013-09-09 |  |  | Approved
S/2011/0595/F | 2011-07-18 | Strategic Planning Division | Single wind turbine | Proposed 250 KW (max) Wind Turbine (54 metre to hub with 27 metre rotor radii) for the pupose of the supply of generated energy into the National Grid, in-conjunction with associated mechanical plant building: all preceded by a 70 metre chillwind" anemom | Lands 300 metres NNE of 1a Porters Bridge Road. Upper Ballinderry_x000D_ Lisburn_x000D_ BT28 2NZ._x000D_ | 319214 | 368600 | Withdrawn | 2011/12 | 2011-10-13 |  |  | Withdrawn
A/2011/0439/F | 2011-07-19 | Derry and Strabane | Single wind turbine | Erection of a 225kw wind turbine with a tower height of 31m (to serve farm) | Approx 420m North East of 27 Altaghoney Road_x000D_ Claudy_x000D_ | 252277 | 402043 | Approved | 2012/13 | 2012-11-22 |  |  | Approved
K/2011/0458/F | 2011-07-19 | Fermanagh and Omagh | Single wind turbine | Installation of a 250kw wind turbine, tower height of 30m and blade diameter of 33m to provide power to existing farm and excess to grid | Approx 260m North of 11 Craighill Road_x000D_ Omagh_x000D_ | 250250 | 376159 | Approved | 2012/13 | 2012-10-19 |  |  | Approved
K/2011/0459/F | 2011-07-19 | Fermanagh and Omagh | Single wind turbine | Installation of a 250kw wind turbine with 46m tower and blade span 15m to serve farm and excess to grid | Approx 390m West of 98 Camlough Road_x000D_ Carrickmore_x000D_ | 261083 | 374889 | Approved | 2012/13 | 2012-10-05 |  |  | Approved
O/2011/0348/F | 2011-07-19 | Armagh, Banbridge and Craigavon | Single wind turbine | Installation of a 250kw Wind Turbine, tower height of 30m, blade span of 30m to provide power to existing farm and excess to grid | Approximately 700m South West of No. 29 Aughnagurgan Road_x000D_ Co. Armagh_x000D_ | 287487 | 328450 | Approved | 2012/13 | 2012-11-19 |  |  | Approved
C/2011/0378/F | 2011-07-20 | Causeway Coast and Glens | Single wind turbine | Installation of a 250kw Wind Turbine with Tower Height of 46m and Blade Span of 15m to serve Farm and Excess to Grid. | Approximately 160m South of 12 Movenis Road_x000D_ Garvagh_x000D_ Coleraine_x000D_ BT51 5JG._x000D_ | 286990 | 417106 | Withdrawn | 2011/12 | 2012-01-26 |  |  | Withdrawn
F/2011/0167/F | 2011-07-20 | Mid and East Antrim | Single wind turbine | A single farm based wind turbine (Height 37m to Hub) | 325m South of 109 Carrickfergus Road Larne BT40 3JX_x000D_ | 340048 | 401206 | Approved | 2011/12 | 2012-03-26 |  |  | Approved
L/2011/0588/F | 2011-07-21 | Strategic Planning Division | Single wind turbine | Planning permission to erect a 250kw wind turbine, with 32m high hub height to connect to grid. | Brollagh_x000D_ Belleek_x000D_ County Fermanagh_x000D_ BT93 3AH_x000D_ | 194314 | 355551 | Withdrawn | 2012/13 | 2012-10-31 |  |  | Withdrawn
K/2011/0463/F | 2011-07-22 | Fermanagh and Omagh | Single wind turbine | Installation of a 250kw wind turbine, tower height of 30m to serve farm and excess to grid | Approx 330m NE of 75 Mullanmore Road Loughmacrory Omagh | 259964 | 375066 | Approved | 2013/14 | 2013-05-20 |  |  | Approved
G/2011/0332/F | 2011-07-25 | Mid and East Antrim | Single wind turbine | Proposed wind turbine, 225kw generator, 31.5 metre hub height | Site located approximately 240m north of 183 Rathkeel Road Greenhills_x000D_ | 319982 | 400998 | Approved | 2012/13 | 2012-06-01 |  |  | Approved
H/2011/0373/F | 2011-07-25 | Mid Ulster | Single wind turbine | Proposed Wind Turbine with a 44 Meter Hub Height, Under PPS18. | 660 metres North of 70 Lismoyle Road Swatragh Maghera BT46 5QU. | 287926 | 410483 | Approved | 2013/14 | 2013-07-11 |  |  | Approved
R/2011/0568/F | 2011-07-25 | Strategic Planning Division | Single wind turbine | Erection of Nordex N90/2500 wind turbine with 80 metre hub height and 3 no rotor blades of 45 metres giving height to blade tip of 125 metres | 1100 metres west of No 77 Ardglass Road_x000D_ Ballyhornan BT30 7PR_x000D_ | 357881 | 343330 | Withdrawn | 2011/12 | 2011-09-09 |  |  | Withdrawn
T/2011/0297/F | 2011-07-27 | Antrim and Newtownabbey | Single wind turbine | Erection of 1no 225kw wind turbine with hub height of 30m. | 590m South of 49 Greenhill Road_x000D_ Belfast_x000D_ | 326538 | 376090 | Approved | 2011/12 | 2012-02-23 |  |  | Approved
K/2011/0470/F | 2011-07-28 | Fermanagh and Omagh | Single wind turbine | Erection of 1 No 225KW wind turbine on 31M Mono-Pole (to hub height) and 27m motor diameter. | Lands 450M South West of 1 Morris Road Mountfield Co Tyrone._x000D_ | 263006 | 385229 | Refused | 2011/12 | 2012-01-10 |  |  | Refused
S/2011/0610/F | 2011-07-28 | Lisburn and Castlereagh | Single wind turbine | Erection of wind turbine (32.3m hub height, 30m blades). | 190m North East of 4b Trummery Lane_x000D_ Maghaberry._x000D_ | 317683 | 362633 | Approved | 2012/13 | 2012-09-20 |  |  | Approved
B/2011/0181/F | 2011-07-29 | Causeway Coast and Glens | Single wind turbine | Proposed erection of wind turbine with 30m hub height and 30m rotor diameter with a maximum output not exceeding 250kW | 258m West of 132 Legavallon Road_x000D_ Dungiven_x000D_ Co. Derry/ Londonderry_x000D_ | 270509 | 411976 | Approved | 2012/13 | 2012-06-28 |  |  | Approved
O/2011/0364/F | 2011-07-29 | Strategic Planning Division | Single wind turbine | Proposed erection of Wind Turbine with 30m hub height and 30m rotor diameter with a maximum output not exceeding 250kW. | 381m South West of 52 Aghanore Road_x000D_ Co Armagh_x000D_ | 285269 | 347574 | Approved | 2012/13 | 2012-10-09 |  |  | Approved
Q/2011/0297/F | 2011-07-29 | Strategic Planning Division | Single wind turbine | Erection of 1 No. 20kw Wind Turbine with a blade diameter of 13m and a hub height of 20m. | 215 metres south of 14 Levalleyreagh Road Dromara_x000D_ BT25 2DG_x000D_ | 328379 | 348190 | Approved | 2012/13 | 2012-11-28 |  |  | Approved
R/2011/0571/F | 2011-07-29 | Strategic Planning Division | Single wind turbine | Proposed erection of wind turbine with 30m hub height and 30m rotor diameter with a maximum output not exceeding 250kW | 319m south of 25 Putney Lane_x000D_ Teconnaught Road_x000D_ Downpatrick_x000D_ Co Down_x000D_ BT30 8QB_x000D_ | 342738 | 346908 | Approved | 2012/13 | 2013-02-01 |  |  | Approved
D/2011/0173/F | 2011-08-01 | Causeway Coast and Glens | Single wind turbine | A Single Wind Turbine with a Tower height of 30m and maximum 250kW output. | 400m NE of 60 Bellaghy Road_x000D_ Dunloy_x000D_ Ballymena_x000D_ Co.Antrim_x000D_ BT44 9DY._x000D_ | 303048 | 418401 | Approved | 2011/12 | 2012-03-02 |  |  | Approved
I/2011/0338/F | 2011-08-01 | Mid Ulster | Single wind turbine | Proposed wind turbine, 50kw generator, hub height 36m | Site approximately 187m South West of 22 Tamlaghtmore Road_x000D_ Cookstown_x000D_ | 281750 | 381167 | Approved | 2012/13 | 2012-09-04 |  |  | Approved
L/2011/0604/F | 2011-08-01 | Fermanagh and Omagh | Single wind turbine | Erection of 1 No.150 kw wind turbine on 24m monopole to hub height, with 21m rotor diameter. | Lands 440m north-west of 67 Ervey Road_x000D_Roslea_x000D_ Enniskillen_x000D_ BT94 7JP_x000D_ | 249923 | 336938 | Approved | 2012/13 | 2012-05-02 |  |  | Approved
P/2011/0698/F | 2011-08-01 | Newry, Mourne and Down | Single wind turbine | Proposed 55kw endurance E-3120 (24.6m hub-tube tower) wind turbine | 325m south east of 20 Barkers Road_x000D_ Newtownhamilton_x000D_ Newry_x000D_ Co Down_x000D_ | 292004 | 324921 | Approved | 2012/13 | 2012-07-30 |  |  | Approved
P/2011/0699/F | 2011-08-01 | Newry, Mourne and Down | Single wind turbine | Erection of 1 no 250kw wind turbine with a hub height of 30 metres and rotor diameter of 27 metres | 300m south west of 69 Carrickgallogly Road_x000D_ Newtownhamilton_x000D_ | 296839 | 328784 | Approved | 2012/13 | 2012-08-02 |  |  | Approved
S/2011/0622/F | 2011-08-01 | Lisburn and Castlereagh | Single wind turbine | Proposed 250kw wind turbine with up to 44 metres tower height and 30 metres high temporary anemometer mast for farm diversification. | 510 metres South East of No 30 Mullaghdrin Road_x000D_ Mullaghdrin._x000D_ | 329486 | 352315 | Withdrawn | 2012/13 | 2012-07-31 |  |  | Withdrawn
V/2011/0105/F | 2011-08-01 | Mid and East Antrim | Single wind turbine | A single wind turbine with a tower height of 30m | 211m North of 39 Cairn Road Carrickfergus BT38 9AP_x000D_ | 338538 | 392926 | Approved | 2012/13 | 2012-04-04 |  |  | Approved
I/2011/0340/F | 2011-08-02 | Mid Ulster | Single wind turbine | Proposed 50kw Endurance (24.6m Hub - Tube Tower) wind turbine to support existing farm business | 440m SE of 56 Sandholes Road Cookstown | 279641 | 373341 | Approved | 2015/16 | 2015-10-06 |  |  | Approved
U/2011/0278/F | 2011-08-02 | Antrim and Newtownabbey | Single wind turbine | Proposed wind turbine, Endurance E3120, 50kw 25m tower, rotor diameter 19m | 250m south east of 61 Carrickfergus Road_x000D_ Ballynure_x000D_ Ballyclare_x000D_ BT39 9QJ_x000D_ | 333654 | 393067 | Approved | 2011/12 | 2012-01-20 |  |  | Approved
Z/2011/0937/F | 2011-08-02 | Belfast | Single wind turbine | A single wind turbine with tower height of 30m (Amended Plans) | Approx 330m South West of 40 Ballyutoag Road_x000D_ Legoniel_x000D_ Belfast._x000D_ | 328754 | 378522 | Approved | 2012/13 | 2012-10-23 |  |  | Approved
D/2011/0177/F | 2011-08-04 | Causeway Coast and Glens | Single wind turbine | Erection of a Wind Turbine with a Tower Height of 23.5m._x000D_( To serve Business Premises ). | Approx. 110m North of 7 Clintyfinnan Road_x000D_ Armoy_x000D_ Ballymoney_x000D_ Co.Antrim_x000D_ BT53 8TW._x000D_ | 304228 | 430916 | Withdrawn | 2011/12 | 2012-02-13 |  |  | Withdrawn
K/2011/0482/F | 2011-08-04 | Fermanagh and Omagh | Single wind turbine | Proposed erection of a wind turbine with 30m hub height and 30m diameter with a maximum output not exceeding 250kw | 543m NW of 17 Crocknageeragh Road_x000D_ Tattykeel_x000D_ Omagh_x000D_ | 238700 | 370618 | Approved | 2012/13 | 2012-08-20 |  |  | Approved
C/2011/0396/F | 2011-08-05 | Causeway Coast and Glens | Single wind turbine | Proposed V27 225KW wind turbine with a 30m hub. | 262 m North East of 21 Sconce Road Articlave Coleraine BT51 4JT. | 278406 | 433255 | Approved | 2015/16 | 2015-06-05 |  |  | Approved
S/2011/0650/F | 2011-08-08 | Lisburn and Castlereagh | Single wind turbine | Erection of 1 No 250 kw Wind Turbine on 46m mono-pole (hub height) and 30m rotar diameter | Lands 225m North East of 106 Ballinderry Road_x000D_ Lisburn_x000D_ BT28 2NW_x000D_ | 318868 | 367147 | Approved | 2012/13 | 2012-09-10 |  |  | Approved
D/2011/0182/F | 2011-08-09 | Causeway Coast and Glens | Single wind turbine | Proposed 250kw wind turbine with tower height 50m max and blade length 15m max to supply existing game farm, dwelling under construction and proposed approved underground rifle range. | 31 Burnquarter Lane_x000D_ Ballymoney_x000D_ BT53 7DQ_x000D_ | 298634 | 420469 | Withdrawn | 2011/12 | 2012-02-08 |  |  | Withdrawn
J/2011/0307/F | 2011-08-09 | Derry and Strabane | Single wind turbine | Proposed 250kw wind turbine with mast height 30m with surplus electric going to the Grid | Approx 290m SE of 381 Victoria Road_x000D_ Ballymagorry_x000D_ accessing onto Ballyheather Road._x000D_ | 237385 | 402622 | Approved | 2012/13 | 2013-02-27 |  |  | Approved
K/2011/0490/F | 2011-08-09 | Fermanagh and Omagh | Single wind turbine | Proposed 20kw wind turbine with mast height 20m | Approx 125m SE of 100 Sluggan Road_x000D_ Pomeroy_x000D_ | 265581 | 369971 | Approved | 2011/12 | 2012-02-14 |  |  | Approved
L/2011/0621/F | 2011-08-09 | Strategic Planning Division | Single wind turbine | 50kw wind turbine with 19.2m diameter blades for supply to National Grid | 180m south west of farm buildings at Keeran Beg_x000D_ Magheraveely_x000D_ Enniskillen_x000D_ Co. Fermanagh_x000D_ BT92 6AT_x000D_ | 242159 | 330202 | Approved | 2012/13 | 2012-09-05 |  |  | Approved
H/2011/0396/F | 2011-08-10 | Strategic Planning Division | Single wind turbine | Proposed erection of a 225 k/w wind turbine with a tower height of 30m to connect into the grid | 216m South East of 58 Oldtown Road Bellaghy Magherafelt | 294524 | 395018 | Withdrawn | 2013/14 | 2013-05-13 |  |  | Withdrawn
H/2011/0397/F | 2011-08-10 | Strategic Planning Division | Single wind turbine | Proposed wind turbine with a 44m hub height, under PPS18 to supply national grid | Proposed wind turbine 572m south west of 73 Clooney Road_x000D_ Curran_x000D_ Magherafelt_x000D_ | 288336 | 394963 | Approved | 2012/13 | 2012-10-12 |  |  | Approved
I/2011/0355/F | 2011-08-10 | Strategic Planning Division | Single wind turbine | Proposed wind turbine with a 44 meter hub height, under PPS18 | Proposed wind turbine 594 meters South East of 214 Camlough Road_x000D_ Evishanoran_x000D_ Pomeroy_x000D_ Co Tyrone_x000D_ | 267425 | 376376 | Withdrawn | 2011/12 | 2012-03-22 |  |  | Withdrawn
K/2011/0491/F | 2011-08-10 | Strategic Planning Division | Single wind turbine | Proposed wind turbine with a 44m hub height | 703m NE of 142 Drumlegagh Road South_x000D_ Drumquin_x000D_ | 237137 | 379280 | Withdrawn | 2012/13 | 2012-11-15 |  |  | Withdrawn
F/2011/0175/F | 2011-08-11 | Mid and East Antrim | Single wind turbine | Repositioning of a Bonus 150KW wind turbine, Hub Height 30m in substitution for original application F/2009/0010/F. Change in position because of the need to provide the electricity service to the turbine. | 280m North East of 275 Middle Road Islandmagee Larne BT40 3TG | 347764 | 397518 | Approved | 2014/15 | 2014-06-27 |  |  | Approved
I/2011/0357/F | 2011-08-11 | Strategic Planning Division | Single wind turbine | Proposed 55 kw endurance E-3120 (24.6M Hub - Tube Tower) Wind Turbine under measure 3.1 - Farm Diversification of the DARD Rural Development Programme - Rural Life" | 311m NNW of 28 Cloughfin Road_x000D_ Killeenan_x000D_ Cookstown_x000D_ Co Tyrone_x000D_ | 272392 | 377708 | Approved | 2012/13 | 2012-06-19 |  |  | Approved
I/2011/0358/F | 2011-08-11 | Strategic Planning Division | Single wind turbine | Proposed 55 kw endurance E-3120 (24.6M Hub - Tube Tower) Wind Turbine | 210m ENE of 30 Loughdoo Road_x000D_ Pomeroy_x000D_ | 268791 | 378318 | Approved | 2012/13 | 2012-09-12 |  |  | Approved
I/2011/0360/F | 2011-08-11 | Mid Ulster | Single wind turbine | Erection of 225kw wind turbine, 41m hub height to serve beef farm and with surplus export to the grid | 320m North of Rockdale House 39 Rockdale Road Sandholes Cookstown_x000D_ | 277657 | 373135 | Approved | 2011/12 | 2012-01-27 |  |  | Approved
K/2011/0506/F | 2011-08-11 | Fermanagh and Omagh | Single wind turbine | Proposed 30m High 225kw Wind Turbine to Generate Electricity for Applicants Farm with Surplus to the Grid | Approx 340m North West of 7 Crouck Road_x000D_ Mountfield_x000D_ BT79 8HR_x000D_ | 262671 | 384179 | Refused | 2012/13 | 2012-04-20 |  |  | Refused
L/2011/0631/F | 2011-08-11 | Fermanagh and Omagh | Single wind turbine | Erection of 1 no 20kw wind turbine on 20m mono-pole (to hub height) with 12.8m rotar diameter. | Lands 180m west of 74 Boho Road_x000D_ Kilnamadoo_x000D_ Enniskillen_x000D_ BT94 5AU_x000D_ | 214847 | 344697 | Approved | 2011/12 | 2011-12-15 |  |  | Approved
L/2011/0643/F | 2011-08-11 | Fermanagh and Omagh | Single wind turbine | Proposed 250kw Wind Turbine with 30m mast height surplus electricity to be exported to grid | Drumsawna More_x000D_ Ederney_x000D_ | 225425 | 365012 | Approved | 2012/13 | 2012-08-22 |  |  | Approved
K/2011/0498/F | 2011-08-12 | Fermanagh and Omagh | Single wind turbine | Erection of single wind turbine - 30.4m hub height with 29.1m diameter blades (Readvertisement) (Amended Description and additional noise data) | 380m NE of 15 Crannoge Road Omagh | 250479 | 366326 | Approved | 2013/14 | 2013-09-19 |  |  | Approved
Q/2011/0308/F | 2011-08-12 | Armagh, Banbridge and Craigavon | Single wind turbine | Proposed 55 kw Endurance E-3120 (24.6m hub - Tube Tower) wind turbine | 185m north of junction of Knockgorm Road and Castlevennon Road_x000D_ Banbridge_x000D_ BT32 3SD_x000D_ | 319267 | 344363 | Approved | 2011/12 | 2012-02-08 |  |  | Approved
P/2011/0737/F | 2011-08-16 | Newry, Mourne and Down | Single wind turbine | Proposed Erection of Wind Turbine on Existing Farm | 75 metres West of No 55 Cranfield Road_x000D_ Kilkeel_x000D_ | 327173 | 310743 | Refused | 2012/13 | 2012-08-13 |  |  | Refused
B/2011/0201/F | 2011-08-17 | Strategic Planning Division | Single wind turbine | Proposed single 250kw wind turbine 61 metres high to blade tip (tower height up to 44.3 metres), associatedupgrade of existing access laneway, new substation, crane pad and other ancillary works. | Lands adjacent to Dunbeg Quarry Broad Road Limavady | 274676 | 425975 | Refused | 2013/14 | 2013-09-25 |  |  | Refused
L/2011/0653/F | 2011-08-17 | Fermanagh and Omagh | Single wind turbine | Erection of one 225kw wind turbine on 31m mono-pole (to hub height) with 27m rotor diameter. | lands 570m north east of 20 Kingstown Road Lisnaskea Fermanagh | 239084 | 334778 | Refused | 2014/15 | 2014-10-01 |  |  | Refused
C/2011/0415/F | 2011-08-18 | Causeway Coast and Glens | Single wind turbine | Erection of 225kw wind turbine with 32.3 metre hub height and 16 metre blades. | 187m South of 223 Windyhill Road_x000D_ Macosquin_x000D_ Coleraine_x000D_ BT51 4JL._x000D_ | 278073 | 429249 | Refused | 2012/13 | 2012-08-16 |  |  | Refused
D/2011/0192/F | 2011-08-18 | Causeway Coast and Glens | Single wind turbine | Wind Turbine on 30m Tower for Farm and Grid. | 330m East of 2 Moor Road_x000D_ Kilraughts_x000D_ Ballymoney_x000D_ Co. Antrim_x000D_ BT53 8LW._x000D_ | 303837 | 425805 | Approved | 2012/13 | 2013-03-26 |  |  | Approved
S/2011/0667/F | 2011-08-18 | Lisburn and Castlereagh | Single wind turbine | Erection of 1no Bonus Mark III 40 metre hub height (height to blade tip 56.7 metres) wind turbine and control room to supply farm with access to the grid. | Land 340 metres south west 21 Mullaghcarton Road_x000D_ Magheraberry_x000D_ Lisburn_x000D_ BT28 2NP_x000D_ | 319258 | 364411 | Withdrawn | 2012/13 | 2012-04-25 |  |  | Withdrawn
T/2011/0327/F | 2011-08-18 | Antrim and Newtownabbey | Single wind turbine | Erection of 1 no bonus mark 111 40 metre hub (height to blade tip 56.7 metres) Wind Turbine and Control Room to supply farm with excess to the grid | Land 510 Metres North West of No 71 Moira Road Crumlin BT29 4JL_x000D_ | 317506 | 376005 | Withdrawn | 2011/12 | 2011-10-26 |  |  | Withdrawn
A/2011/0492/F | 2011-08-19 | Derry and Strabane | Single wind turbine | Erection of a 225kw wind turbine with a tower height of 31m | Approx 165m south west of 135 Fincairn Road_x000D_ Drumahoe_x000D_ | 248699 | 417954 | Approved | 2012/13 | 2012-10-02 |  |  | Approved
K/2011/0509/F | 2011-08-19 | Strategic Planning Division | Single wind turbine | Proposed wind turbine with a 44 metre hub height under PPS18 | Proposed wind turbine 805 metres north of 142 Drumlegagh Road South_x000D_ Drumquin_x000D_ Omagh_x000D_ BT78 4TJ_x000D_ | 237085 | 379644 | Withdrawn | 2012/13 | 2012-11-15 |  |  | Withdrawn
L/2011/0659/F | 2011-08-22 | Fermanagh and Omagh | Single wind turbine | Erection of 28.6m tac wind turbine Tower for training purposes of South West College. | South West College Skills and Training Centre_x000D_ Killyhevlin Industrial Estate_x000D_ Enniskillen_x000D_ BT74 4EJ_x000D_ | 224605 | 342948 | Approved | 2011/12 | 2011-12-21 |  |  | Approved
S/2011/0676/F | 2011-08-22 | Lisburn and Castlereagh | Single wind turbine | Proposed 250kw wind turbine with up to 44 metres tower height and 30 metres high temporary anemometer mast for farm diversification | 457 metres south west of 30 Mullaghdrin Road_x000D_ Mullaghdrin_x000D_ Co Down_x000D_ | 328880 | 352099 | Withdrawn | 2012/13 | 2012-04-02 |  |  | Withdrawn
J/2011/0316/F | 2011-08-23 | Derry and Strabane | Single wind turbine | Proposed 225kw wind turbine - 40m hub height for domestic use with surplus to the grid | 205m SE of 35 Barron Road_x000D_ Artigarvin_x000D_ | 242646 | 400429 | Withdrawn | 2012/13 | 2013-02-05 |  |  | Withdrawn
K/2011/0518/F | 2011-08-23 | Fermanagh and Omagh | Single wind turbine | Erection of single wind turbine - 32.3m hub height with 15m blades (substitution of previous turbine approval K/2010/0539/F) | 400m South West of 49 Aghnagar Road_x000D_ Sixmilecross_x000D_ | 256554 | 365055 | Approved | 2012/13 | 2012-10-19 |  |  | Approved
M/2011/0524/F | 2011-08-23 | Mid Ulster | Single wind turbine | Erection of 1 no. 225kw wind turbine on 31m monopole (to hub height) and 27m rotor diameter | Lands 160m NE of 74 Ballyness Road_x000D_ Cole_x000D_ Clogher_x000D_ | 244551 | 352438 | Approved | 2011/12 | 2011-11-03 |  |  | Approved
P/2011/0756/F | 2011-08-23 | Newry, Mourne and Down | Single wind turbine | 225Kw wind turbine on a 37m tower. | 600m NE of 192 Head Road_x000D_ Annalong_x000D_ BT34 4RG._x000D_ | 334313 | 322674 | Withdrawn | 2012/13 | 2013-03-18 |  |  | Withdrawn
H/2011/0421/F | 2011-08-24 | Mid Ulster | Single wind turbine | Proposed 20kW Wind Turbine with 20m mast and 12.8m blade sweep diameter (amended location). | 60 Quarry Road Knockloughrim Magherafelt_x000D_ | 289462 | 399085 | Approved | 2012/13 | 2012-05-09 |  |  | Approved
L/2011/0669/F | 2011-08-24 | Fermanagh and Omagh | Single wind turbine | Erection of single wind turbine - 32.3m hub height with 30m blade diameter | 250m NE of 120 Cooneen Road_x000D_ Fivemiletown_x000D_ | 246257 | 344074 | Approved | 2011/12 | 2011-10-25 |  |  | Approved
R/2011/0616/F | 2011-08-25 | Newry, Mourne and Down | Single wind turbine | Proposed 225KW wind turbine (40m Hub) to serve farm dwelling, outbuildings and spillage to the grid | Site 300m NE of 48 Killard Road Ballyhornan Downpatrick BT30 7PQ | 359595 | 343055 | Refused | 2013/14 | 2014-02-28 |  |  | Refused
Z/2011/1050/F | 2011-08-25 | Belfast | Single wind turbine | Erection of new wind turbine at school at a height of 31.5 m. | 55m NW of the NW corner of the school building_x000D_ East corner of the west and upper playing field at St Mary's CBG School_x000D_ 147a Glen Road_x000D_ Belfast_x000D_ BT11 8NR_x000D_ | 329195 | 372481 | Approved | 2011/12 | 2011-12-22 |  |  | Approved
D/2011/0195/F | 2011-08-26 | Strategic Planning Division | Wind farm | Proposed 2 No. Endurance E-3120 55KW wind turbines (24.6m Hub Height) with export of power to grid, and associated site and access works. Existing GAIA wind turbine to be decommissioned and removed. | Lands approximately 280m NE of 134 Coolkeeran Road_x000D_ Loughguile_x000D_ Co Antrim._x000D_ | 308480 | 426312 | Approved | 2012/13 | 2012-12-19 |  |  | Approved
I/2011/0386/F | 2011-08-26 | Mid Ulster | Single wind turbine | Proposed wind turbine 40M max tower height with 250M KWH max output to serve farm buildings poultry houses and beef unit with excess sold to grid. | 350M South East OF 59A Keenaghan Road Gorttreagh Cookstown BT80 9ER._x000D_ | 273191 | 375654 | Withdrawn | 2012/13 | 2013-02-27 |  |  | Withdrawn
K/2011/0521/F | 2011-08-26 | Fermanagh and Omagh | Single wind turbine | Proposed E-3120 50KW wind turbine max hub height 40M to provide power to poultry units with surplus to grid. | 440M South West of 65 Quarry Road Carrickmore Omagh._x000D_ | 261037 | 371449 | Withdrawn | 2011/12 | 2012-01-26 |  |  | Withdrawn
L/2011/0681/F | 2011-08-26 | Fermanagh and Omagh | Single wind turbine | Proposed 250kW single wind turbine of up to 44 metres maximum hub height for farm diversification and a temporary 30 metres high anemometer wind measurement mast. | 206m West of 131 Currin Road_x000D_ Breagho_x000D_ Enniskillen_x000D_ Co Fermanagh_x000D_ | 226807 | 348382 | Approved | 2012/13 | 2012-05-22 |  |  | Approved
L/2011/0680/F | 2011-08-30 | Fermanagh and Omagh | Single wind turbine | Erection of one 225kw wind turbine on monopole with hub height of 31m and rotor diameter of 27m | lands 430m nw of 133 Eshnadarragh Road_x000D_ Crockada_x000D_ Roslea_x000D_ Fermanagh_x000D_ | 252780 | 335893 | Approved | 2011/12 | 2011-11-23 |  |  | Approved
Q/2011/0327/F | 2011-08-30 | Armagh, Banbridge and Craigavon | Single wind turbine | Wind Turbine constructed on a 50m mast | 18 Valley Road_x000D_ Banbridge_x000D_ | 314860 | 349449 | Withdrawn | 2011/12 | 2012-02-06 |  |  | Withdrawn
T/2011/0346/F | 2011-08-30 | Antrim and Newtownabbey | Single wind turbine | 250KW (max) Wind Turbine on 40m Tower for farm and grid (P1 amended and Certficate C served) | 370m North of 32 Artlone Road_x000D_Randalstown_x000D_BT41 3HX_x000D_ | 303383 | 390488 | Withdrawn | 2012/13 | 2012-07-04 |  |  | Withdrawn
C/2011/0441/F | 2011-08-31 | Causeway Coast and Glens | Single wind turbine | 250kw (Max) Wind turbine on 30m tower for farm and grid. | 200m N.E. of 120 Killyvally Road_x000D_ Garvagh_x000D_ Coleraine_x000D_ BT51 5YE._x000D_ | 287782 | 414441 | Approved | 2012/13 | 2013-01-25 |  |  | Approved
G/2011/0393/F | 2011-08-31 | Mid and East Antrim | Single wind turbine | Proposed 250kw wind turbine with up to 44 metres tower height and 30 metres high temporary anemometer mast for farm diversification. | 510 metres East of no. 12 Ballybogie Hill_x000D_ Clough_x000D_ Ballymena_x000D_ Co Antrim_x000D_ BT44 9SE_x000D_ | 309859 | 416811 | Approved | 2011/12 | 2011-12-21 |  |  | Approved
J/2011/0334/F | 2011-08-31 | Derry and Strabane | Single wind turbine | Erection of 1 no. 225kw wind turbine on 31m monopole (to hub height) and 27m rotor diameter | Lands 410m South of 4 Meenamullan Road Castlederg BT81 7HQ | 219926 | 379246 | Refused | 2013/14 | 2014-01-29 |  |  | Refused
K/2011/0525/F | 2011-08-31 | Fermanagh and Omagh | Single wind turbine | Installation of a 250kw wind turbine, tower height of 46m and blade span of 33m to provide power to existing farm and excess to grid | Approx 150m SW of 112 Loughmallon Road_x000D_ Cavanakeeran_x000D_ Pomeroy_x000D_ Co Tyrone_x000D_ | 265732 | 373877 | Withdrawn | 2012/13 | 2012-06-07 |  |  | Withdrawn
K/2011/0526/F | 2011-08-31 | Fermanagh and Omagh | Single wind turbine | Installation of a 250kw wind turbine, tower height of 46m and blade span of 33m to provide power to existing farm and excess to grid | Approx 110m NE of 104 Sluggan Road_x000D_ Sixmilecross_x000D_ Co Tyrone_x000D_ | 265604 | 369805 | Withdrawn | 2012/13 | 2012-07-09 |  |  | Withdrawn
K/2011/0529/F | 2011-08-31 | Fermanagh and Omagh | Single wind turbine | Erection of 1no 225kw wind turbine on 40m monopole (to hub height) and 28m rotor diameter. | Lands 435m south east of 12 Kilcam Road_x000D_ Beragh_x000D_ | 256291 | 365612 | Withdrawn | 2012/13 | 2012-06-15 |  |  | Withdrawn
M/2011/0541/F | 2011-08-31 | Mid Ulster | Single wind turbine | Installation of a 250kw wind turbine, tower height of 46m and blade span of 33m to provide power to existing farm and excess to grid | Approx 300m SW of No 14 Esker Hill Cranlome Ballygawley Co Tyrone | 267468 | 363182 | Approved | 2014/15 | 2014-04-10 |  |  | Approved
J/2011/0335/F | 2011-09-01 | Strategic Planning Division | Wind farm | Amendment to approved Tievnameenta Wind Farm comprising 15 turbines with an overall height from ground to blade tip of 110m. To include revision to site access, re-alignment of access tracks, movement of met mast and Turbine 13, and associated works | land at Tievenameenta Co Tyrone in the townlands of Crighshane Ballymongan Shanaghy Tievenameenta and Crighdenis | 216124 | 377256 | Approved | 2013/14 | 2013-11-01 |  |  | Approved
K/2011/0532/F | 2011-09-01 | Fermanagh and Omagh | Single wind turbine | Erection of Wind Turbine (37m hub height, 21m blade diameter) | 120m (approx.) South West of No. 65 Drumduff Road_x000D_ Beragh_x000D_ | 254152 | 368396 | Approved | 2012/13 | 2012-11-09 |  |  | Approved
M/2011/0543/F | 2011-09-01 | Mid Ulster | Single wind turbine | Erection of single wind turbine-32.3 hub height with 15m blades. | 310M North of 26 Quintinmanus Road Dungannon BT71 4EG_x000D_ | 280895 | 366476 | Approved | 2012/13 | 2012-07-05 |  |  | Approved
A/2011/0513/F | 2011-09-02 | Derry and Strabane | Single wind turbine | The erection of a single 225kw ACSA A27 wind turbine on a 31.5 monopole mast with a total height of 45m | 600m north west of 559 Baranailt Road_x000D_ Claudy_x000D_ Co Londonderry_x000D_ | 254750 | 409716 | Approved | 2012/13 | 2012-12-14 |  |  | Approved
P/2011/0804/F | 2011-09-05 | Newry, Mourne and Down | Single wind turbine | Erection of 1 no 10kw wind turbine unit (hub height of 20m and blade diameter of 7m) | Lands 165m South East of 16 Carrowmannan Road_x000D_ Belleek_x000D_ | 298326 | 327514 | Approved | 2012/13 | 2013-01-24 |  |  | Approved
Q/2011/0343/F | 2011-09-05 | Armagh, Banbridge and Craigavon | Single wind turbine | Erection of 1 no wind turbine with hub height of 40m. | Lands approx 390m to the South East of No.25 Drumneath Road_x000D_ Banbridge_x000D_ | 316474 | 345926 | Approved | 2012/13 | 2012-08-14 |  |  | Approved
R/2011/0632/F | 2011-09-05 | Newry, Mourne and Down | Wind farm | Erection of 2 no. wind turbines with a hub height of 62m, 3 no rotary blades of 26.5m. (Amended proposal/plans received) | 900m West Of 77 Ardglass Road (Former Airfield Bishopscourt) Ballyhornan Down | 357754 | 343199 | Approved | 2016/17 | 2016-09-07 |  |  | Approved
D/2011/0202/F | 2011-09-06 | Causeway Coast and Glens | Single wind turbine | Erection of a 31m hub height, Vestas v27 225kw wind turbine for dairy farm and associated residential use | Lands to the rear of 15 Landhead Road_x000D_ Dunaghy_x000D_ Ballymoney_x000D_ | 297437 | 425711 | Approved | 2012/13 | 2012-05-01 |  |  | Approved
J/2011/0338/F | 2011-09-06 | Derry and Strabane | Single wind turbine | Erection of a Wind Turbine (250KW Max) with a Tower Height of 31M | Approx 350m North of 19 Coolcreaghy Road Castlederg ( Access onto Shanog Road )_x000D_ | 224790 | 379608 | Approved | 2012/13 | 2013-02-27 |  |  | Approved
P/2011/0802/F | 2011-09-06 | Newry, Mourne and Down | Single wind turbine | Erection of wind turbine with a tower height of 40 metres and a rotor diameter of 29 metres (extending to a total height of 56 metres to tip) with a maximum output not exceeding 225kW, associated transformer / control room building (at 230 metres to north-west of turbine, connected by underground cable), site works and access provision. Access via existing agricultural laneway, off Drummond Road, from a point 50 metres west of No. 6 Drummond Road with extended section to serve turbine. Revised proposal date received 3 February 2014 showing an amended siting with accompanying Shadow Flicker Assessment and Amended Noise Impact Assessment | Lands approximately 550Metres south-east of No.9 Drummond Road Newry | 301893 | 333731 | Refused | 2017/18 | 2017-06-23 |  |  | Refused
Q/2011/0342/F | 2011-09-06 | Newry, Mourne and Down | Single wind turbine | Erection of wind turbine (250 kw max) with a tower height of 31 metres (to serve engineering business) (Amended Proposal) | Approx 230 metres North East of 15 Herrons Road Leitrim BT31 9SR_x000D_ | 331322 | 340252 | Approved | 2012/13 | 2013-03-01 |  |  | Approved
B/2011/0211/F | 2011-09-07 | Causeway Coast and Glens | Single wind turbine | Erection of a 20kw wind turbine with tower height of 20m | Approx 310m South West of 26 Mill Road_x000D_ Drumsurn_x000D_ Limavady_x000D_ | 271108 | 417746 | Approved | 2012/13 | 2012-07-10 |  |  | Approved
C/2011/0459/F | 2011-09-07 | Strategic Planning Division | Wind farm | A Wind farm comprising 6 Turbines up to a maximum tip height (comprising a configuration of up to 85m towers and up to 35.5m blades). The development will also comprise associated transformers, one permanent meteorological monitoring mast, communication tower, site access tracks, gates, temporary site compound, substation, electrical cabling, one site entrance including road improvement works at the existing site entrance off Craigmore Road, and all other ancillary works. | Land approximately 920 metres north west of 33 Craigmore Road Coleraine Co. Londonderry BT51 4EX | 282731 | 422197 | Approved | 2016/17 | 2016-12-22 |  |  | Approved
J/2011/0348/F | 2011-09-08 | Strategic Planning Division | Single wind turbine | Proposed 250kw wind turbine with mast height 30m to generate electricity for export to grid | Approx 310m North West of 61 Drumlegagh Church Road_x000D_ Newtownstewart_x000D_ | 232729 | 379383 | Withdrawn | 2012/13 | 2012-04-30 |  |  | Withdrawn
L/2011/0705/F | 2011-09-08 | Fermanagh and Omagh | Single wind turbine | Amendment to existing planning approval L/2010/0238.Erection of 1 No wind turbine on 15m mono- pole. Alteration from 6.2m to 13m rotar diameter. | Lands 90m North of 39 Derryallen Road_x000D_ Bigh_x000D_ Coa_x000D_ Co Fermanagh_x000D_ | 230378 | 352524 | Approved | 2011/12 | 2012-02-20 |  |  | Approved
R/2011/0636/F | 2011-09-08 | Newry, Mourne and Down | Single wind turbine | Erection of 1no Vestas A29 40 metre hub height (height to blade tip 55.7 metres) wind turbine and control room to supply farm with access to the grid | Land approximately 400 metres north east of no 41 Lismore Road_x000D_ Bishopscourt_x000D_ Downpatrick_x000D_ BT30 7EY_x000D_ | 357071 | 341922 | Withdrawn | 2012/13 | 2012-08-23 |  |  | Withdrawn
C/2011/0466/F | 2011-09-09 | Causeway Coast and Glens | Single wind turbine | Erection of 1 No. 225KW Wind Turbine with a hub height of 30m to suppply farm business with excess sold to the grid. | 560m NE of 39 Ballylagan Road_x000D_ Coleraine_x000D_ | 288096 | 436793 | Withdrawn | 2012/13 | 2012-07-27 |  |  | Withdrawn
R/2011/0638/F | 2011-09-09 | Newry, Mourne and Down | Single wind turbine | Erection of 1no 225kw wind turbine with hub height of 40m | Approx 320m to the east of 6 New Line_x000D_ Crossgar_x000D_ | 346517 | 351999 | Withdrawn | 2011/12 | 2012-02-10 |  |  | Withdrawn
S/2011/0711/F | 2011-09-09 | Lisburn and Castlereagh | Single wind turbine | Erection of a Bonus 150KW wind turbine Hub height 30M | 234M west of 15 Rusheyhill Road Hannahstown BT17 0NH | 324619 | 373032 | Approved | 2014/15 | 2015-02-05 |  |  | Approved
S/2011/0712/F | 2011-09-09 | Lisburn and Castlereagh | Single wind turbine | Erection of a Bonus 150KW wind turbine Hub height 30M | 216M south west of 15 Rusheyhill Road Hannahstown BT17 0NH | 324654 | 372971 | Approved | 2014/15 | 2015-02-05 |  |  | Approved
Q/2011/0353/F | 2011-09-12 | Strategic Planning Division | Single wind turbine | Erection of a single wind turbine | Approx 250 metres north east of no 24 Banbridge Road_x000D_ Gilford_x000D_ BT63 6DJ_x000D_ | 307186 | 349413 | Withdrawn | 2012/13 | 2012-11-29 |  |  | Withdrawn
Q/2011/0354/F | 2011-09-12 | Strategic Planning Division | Single wind turbine | Proposed erection and operation of a single wind turbine (amended location description and additional information received) | Approximately 110m South West Of 5A Killaney Lane, Banbridge | 319437 | 347023 | Approved | 2013/14 | 2014-02-25 |  |  | Approved
X/2011/0587/F | 2011-09-12 | Strategic Planning Division | Single wind turbine | Erection of 1no Vestas A29 40 metre hub height (height to blade tip 55.7 metres) wind turbine and control room to supply the farm with excess to the grid | Land approximately 280 metres south east of 11 Dunevely Road_x000D_ Portaferry_x000D_ BT22 1NB_x000D_ | 361353 | 354852 | Approved | 2012/13 | 2012-11-19 |  |  | Approved
L/2011/0711/F | 2011-09-13 | Fermanagh and Omagh | Single wind turbine | Erection of 250KW Wind Turbine with 40m hub height and 27m blade diameter with connection to grid. | Brookhill_x000D_ Leggs_x000D_ Kesh_x000D_ County Fermanagh_x000D_ BT93 2BB_x000D_ | 207554 | 364648 | Withdrawn | 2012/13 | 2012-10-31 |  |  | Withdrawn
M/2011/0555/F | 2011-09-13 | Mid Ulster | Single wind turbine | Erection of 1 No. 225KW Wind Turbine on 40M Mono-Pole (to Hub Height) & 29M Rotar Diameter | Lands Approximately 467M North East of 73 Omagh Road_x000D_ Greenhill Demense_x000D_ Ballygawley_x000D_ Co.Tyrone BT70 2BQ_x000D_ | 261296 | 359618 | Withdrawn | 2012/13 | 2012-08-23 |  |  | Withdrawn
M/2011/0556/F | 2011-09-13 | Mid Ulster | Single wind turbine | Erection of 1 No. 225KW Wind Turbine on 40M Monopole (to Hub Height) & 29M Rotar Diameter | Lands 431M North West of 34 Cavey Road_x000D_ Findrum_x000D_ Ballygawley_x000D_ Co. Tyrone_x000D_ | 261643 | 360016 | Approved | 2012/13 | 2012-10-22 |  |  | Approved
S/2011/0720/F | 2011-09-13 | Lisburn and Castlereagh | Single wind turbine | Erection of 1no vestas A29 31 metre hub height (height to blade tip 46.7 metres) wind turbine and control room to supply farm with excess to the grid | Land approximately 290 metres south of 23 Crewe Park Road_x000D_ Crewe_x000D_ Lisburn_x000D_ BT29 4NJ_x000D_ | 317372 | 369912 | Withdrawn | 2011/12 | 2011-12-19 |  |  | Withdrawn
Q/2011/0357/F | 2011-09-14 | Newry, Mourne and Down | Single wind turbine | Erection of a 20kw wind turbine with a tower height of 20m | Approximately 330m North East of 6a Ballydrumman Road Leitrim_x000D_ | 328472 | 340418 | Approved | 2012/13 | 2012-11-29 |  |  | Approved
K/2011/0565/F | 2011-09-15 | Fermanagh and Omagh | Single wind turbine | Proposed site for new wind turbine not exceeding 250kw, with a hub height up to 40m, complete with control room | Approx 324m north north east from 94 Cloghfin Road_x000D_ Sixmilecross_x000D_ Omagh_x000D_ | 260170 | 367624 | Approved | 2012/13 | 2012-12-10 |  |  | Approved
S/2011/0727/F | 2011-09-15 | Lisburn and Castlereagh | Single wind turbine | Proposed new wind turbine with a capacity not to exceed 250kw complete with a hub height up to 40m complete with control room | approx 158m south 11 Sheepwalk Road_x000D_ Whitemountain_x000D_ Lisburn_x000D_ | 324007 | 368002 | Approved | 2012/13 | 2012-10-29 |  |  | Approved
U/2011/0329/F | 2011-09-16 | Antrim and Newtownabbey | Single wind turbine | Proposed wind turbine, 1 Endurance e3120 50kw turbine (36.4m to hub height with a tube tower construction) to support existing farm business. | Approx 210m South East of 25 Ballylinney Road_x000D_ Ballyclare_x000D_ Co Antrim_x000D_ BT39 9PB_x000D_ | 329482 | 389279 | Approved | 2012/13 | 2012-05-28 |  |  | Approved
J/2011/0358/F | 2011-09-19 | Strategic Planning Division | Single wind turbine | Proposed 250kw wind turbine with mast height of 30m to generate electricity for export to the grid | Approx 825m SW of 32 Silverhill Road_x000D_ Garvetagh_x000D_ Castlederg_x000D_ | 226407 | 381398 | Approved | 2012/13 | 2012-09-05 |  |  | Approved
P/2011/0827/F | 2011-09-19 | Newry, Mourne and Down | Single wind turbine | Erection of 1no. 225 kw wind turbine (hub height of 31m & blade diameter of 27m) | Lands 312m north north west of 64 Clontafleece Road_x000D_ Ballyvally_x000D_ Warrenpoint_x000D_ | 316801 | 324170 | Approved | 2012/13 | 2013-03-19 |  |  | Approved
D/2011/0214/F | 2011-09-20 | Causeway Coast and Glens | Single wind turbine | Proposed 75kw wind turbine with a 30m hub height under PPS18 | 170m South East of 14 Bendooragh Road_x000D_ Ballymoney_x000D_ Co Antrim_x000D_ BT53 7NF_x000D_ | 293088 | 423043 | Withdrawn | 2012/13 | 2012-09-05 |  |  | Withdrawn
D/2011/0216/F | 2011-09-20 | Causeway Coast and Glens | Single wind turbine | Proposed 225kw wind turbine with a 50m hub height under PPS18 | 290m North West of 10 Vow Road_x000D_ Bannview_x000D_ Ballymoney_x000D_ BT53 7PB_x000D_ | 291512 | 422215 | Withdrawn | 2012/13 | 2012-10-25 |  |  | Withdrawn
M/2011/0570/F | 2011-09-20 | Mid Ulster | Single wind turbine | Installation of a 250kw wind turbine, tower height of 46m and blade of 33m to provide power to existing farm and excess to grid | Approx 270m NW of no 3 Tirelugan Road Carnteel Dungannon Co Tyrone | 268646 | 355360 | Refused | 2013/14 | 2013-11-05 |  |  | Refused
L/2011/0743/F | 2011-09-21 | Fermanagh and Omagh | Single wind turbine | Erect 250kw wind turbine with 27m blade diametre and 32m hub height for farm use and surplus electricity exported to grid | Callagheen_x000D_ Belleek_x000D_ County Fermanagh_x000D_BT93 3DQ_x000D_ | 198874 | 355823 | Approved | 2011/12 | 2012-02-20 |  |  | Approved
A/2011/0548/F | 2011-09-22 | Derry and Strabane | Single wind turbine | 225kw wind turbine - tower height 30m | 330m nw of 19 Drumcraig Road Londonderry | 240598 | 408749 | Approved | 2013/14 | 2013-10-15 |  |  | Approved
J/2011/0367/F | 2011-09-23 | Strategic Planning Division | Single wind turbine | Proposed 250kw wind turbine with mast height 30m with electricity to be exported to grid | Approx. 900m NE of 46 Ballymullarty Road_x000D_ Newtownstewart_x000D_ | 240161 | 390219 | Approved | 2012/13 | 2012-10-05 |  |  | Approved
H/2011/0479/F | 2011-09-26 | Strategic Planning Division | Single wind turbine | Proposed 55Kw endurance E-3120 (36.4m hub height, tube tower) wind turbine | Approx 980m ENE Of Junction Of Gulladuff Road And Carnaman Road_x000D_ maghera_x000D_ Co Derry_x000D_ BT45 8LS_x000D_ | 292714 | 398782 | Approved | 2012/13 | 2012-06-19 |  |  | Approved
K/2011/0589/F | 2011-09-26 | Fermanagh and Omagh | Single wind turbine | Erection of 1 No. 50KW Wind Turbine with a hub height of 36.5m to supply Farm and Associated Enterprises, with Excess Sold to the Grid | 310m North East Of 324 Crockanboy Road_x000D_ Omagh | 261059 | 382252 | Approved | 2012/13 | 2012-10-04 |  |  | Approved
P/2011/0841/F | 2011-09-26 | Newry, Mourne and Down | Single wind turbine | Proposed installation of Wind Turbine to provide power to existing farm and excess to grid | Approximately 230 metres South West of 12 Tullywinney Road Camlough | 301157 | 328668 | Refused | 2016/17 | 2017-02-22 |  |  | Refused
P/2011/0859/F | 2011-09-26 | Newry, Mourne and Down | Single wind turbine | Erection of a single wind turbine on self supporting 15 metre mast to provide power for domestic dwelling on site. Technical specifications attached. | 1 Crankey Road_x000D_ Newry_x000D_ Co.Armagh BT35 6ND_x000D_ | 303157 | 333549 | Refused | 2012/13 | 2013-02-20 |  |  | Refused
A/2011/0553/F | 2011-09-27 | Derry and Strabane | Single wind turbine | Erection of a 250kw wind turbine of height to blade tip of 57m and associated access lane. | 400m East of 35 Slaughtmanus Road_x000D_ Cross_x000D_ Londonderry_x000D_ BT473EX_x000D_ | 251484 | 413634 | Refused | 2012/13 | 2012-06-27 |  |  | Refused
L/2011/0755/F | 2011-09-27 | Fermanagh and Omagh | Single wind turbine | proposed erection of a wind turbine with a 30m hub height and a 30m rotor diameter with a maximum output not exceeding 250kw | 1.2km north-east of junction between Castlederg Road and Tirmacspird Road Lack Co Fermanagh BT93 0FA | 222803 | 366880 | Withdrawn | 2013/14 | 2013-10-09 |  |  | Withdrawn
R/2011/0669/F | 2011-09-27 | Strategic Planning Division | Single wind turbine | Proposed erection of wind turbine with a 40m hub height and a 30m rotor diameter, with a maximum output not exceeding 250kw | 503m north-west of 18 Donard View Ballyhornan Co Down BT30 7BN | 357768 | 342532 | Approved | 2013/14 | 2013-10-31 |  |  | Approved
X/2011/0617/F | 2011-09-27 | Ards and North Down | Single wind turbine | Wind turbine with a hub height of 37m | 150m SEE of 32a Lisbarnet Road_x000D_ Newtownards_x000D_ | 347921 | 363665 | Approved | 2012/13 | 2013-03-11 |  |  | Approved
Y/2011/0317/F | 2011-09-27 | Strategic Planning Division | Single wind turbine | Erection of a wind turbine with a 30m hub height and a 30m rotor diameter with a maximum output not exceeding 250kw | 254m north-north-west of 53 Ballykeel Road Moneyrea BT23 6BW_x000D_ | 339632 | 367769 | Withdrawn | 2012/13 | 2013-01-10 |  |  | Withdrawn
P/2011/0854/F | 2011-09-28 | Strategic Planning Division | Single wind turbine | Proposed erection of a wind turbine with a 30m hub height and a 30m rotor diameter, with a maximum output not exceeding 250kw | 305m west south west of 15 Shaughan Road_x000D_ Newry_x000D_ Co Down_x000D_ BT35 7PF_x000D_ | 298472 | 326303 | Withdrawn | 2011/12 | 2012-03-30 |  |  | Withdrawn
S/2011/0763/F | 2011-09-28 | Strategic Planning Division | Single wind turbine | Proposed erection of a wind turbine with a 30m hub height and 30m rotor diameter, with a maximum output not exceeding 250kW | 400m east of 16 Ballyclough Road_x000D_ Lisburn_x000D_ Co Antrim_x000D_ BT28 3UY_x000D_ | 322513 | 367958 | Withdrawn | 2012/13 | 2012-05-03 |  |  | Withdrawn
F/2011/0203/F | 2011-09-29 | Mid and East Antrim | Single wind turbine | A single wind turbine with a tower height of 30m for domestic use | Approx 190m North East of 22 Drumnadonaghy Road_x000D_ Larne_x000D_ | 335172 | 402766 | Approved | 2012/13 | 2012-04-20 |  |  | Approved
G/2011/0433/F | 2011-09-29 | Strategic Planning Division | Single wind turbine | this application seeks permission for the installation of a wind turbine (36m hub, 30m blade dia) at the PJ Conway (Developments) NI LTD site. | Land adjacent to 90 Woodside Road_x000D_ Ballymena_x000D_ | 314445 | 403378 | Withdrawn | 2012/13 | 2012-09-28 |  |  | Withdrawn
G/2011/0434/F | 2011-09-29 | Strategic Planning Division | Single wind turbine | Installation of a wind turbine with 41m hub and 29m blade diameter | Land adjacent to 90 Woodside Road_x000D_Ballymena_x000D_BT42 4QH_x000D_ | 314415 | 403452 | Approved | 2012/13 | 2013-01-16 |  |  | Approved
H/2011/0484/F | 2011-09-29 | Mid Ulster | Single wind turbine | A single wind turbine with a tower height of 40m for domestic use_x000D__x000D__x000D_ | Approx 500m South East of 39 Eden Road_x000D_Portglenone_x000D_BT44 8LP_x000D_ | 292184 | 402840 | Approved | 2011/12 | 2012-03-26 |  |  | Approved
J/2011/0372/F | 2011-09-29 | Derry and Strabane | Single wind turbine | Proposed 11kw Gaia (18.3m hub - Lattice Tower) wind turbine to support existing farm business | 250m SW of 136 Castlederg Road_x000D_ Drumquin BT78 4PU_x000D_ | 230436 | 378448 | Approved | 2011/12 | 2012-01-06 |  |  | Approved
J/2011/0373/F | 2011-09-29 | Derry and Strabane | Single wind turbine | The erection of a Prototype 50KW shrouded wind turbine on a 15m monopole mast with a total height of 21.5m and temporary containerised workshop for testing (farm electricity use) | Land 300 Metres North-east Of 50 Magheralough Road_x000D_ Meaghy_x000D_ Castlederg_x000D_ | 233219 | 382933 | Approved | 2012/13 | 2012-09-27 |  |  | Approved
J/2011/0374/F | 2011-09-29 | Derry and Strabane | Single wind turbine | The Erection of a Prototype 50kw Shrouded Wind Turbine on a 15m Monopole Mast with a total height of 21.5 and temporary containerised workshop for testing (farm electricity use) | Land 150 metres North West of 85 Peacock Road_x000D_ Peacockbank_x000D_ Sion Mills_x000D_ Strabane_x000D_ BT82 9NP_x000D_ | 231873 | 392085 | Approved | 2012/13 | 2012-09-28 |  |  | Approved
M/2011/0588/F | 2011-09-29 | Strategic Planning Division | Single wind turbine | A single 225kw wind turbine with a tower height of 40m | Approx 440m North West of 16 Annaloughan Road_x000D_ Augher_x000D_ | 256969 | 355465 | Approved | 2012/13 | 2012-08-20 |  |  | Approved
N/2011/0415/F | 2011-09-29 | Armagh, Banbridge and Craigavon | Single wind turbine | Erection of 1no. Vestas A29 40 metre hub height (height to blade tip 55.7 metres) wind turbine and control room to supply farm | Land approximately 420 metres south of no. 17 Orange Lane_x000D_ Magheralin_x000D_ BT67 0RG_x000D_ | 313814 | 357482 | Withdrawn | 2012/13 | 2012-09-28 |  |  | Withdrawn
O/2011/0460/F | 2011-09-29 | Strategic Planning Division | Single wind turbine | proposed 55kw Endurance E-3120 (24.6m hub - Tube Tower) Wind Turbine | 102m NNE of 25 Cladymore Road Mowhan Markethill Armagh BT60 1RS_x000D_ | 294643 | 335779 | Approved | 2012/13 | 2012-07-02 |  |  | Approved
R/2011/0675/F | 2011-09-29 | Newry, Mourne and Down | Single wind turbine | Erection of 1 vestas A29 31 Metre hub height (height to blade tip 46.7 metres) wind turbine and control room to supply farma access to the grid | Land approximately 280 metres north west of 30 Church Road Dunsfort Ardglass BT30 7SZ | 356217 | 341342 | Refused | 2013/14 | 2014-03-26 |  |  | Refused
D/2011/0224/F | 2011-09-30 | Causeway Coast and Glens | Single wind turbine | Erection of 1no Vestas V29 31m hub height (height to blade tip 46.7m) wind turbine and control room to supply farm with excess to the grid | Land Approximately 320m NW of No 41 Bendooragh Road Bendooragh Ballymoney BT53 7NF | 292778 | 422141 | Withdrawn | 2013/14 | 2013-11-13 |  |  | Withdrawn
D/2011/0225/F | 2011-09-30 | Causeway Coast and Glens | Single wind turbine | A Single Wind Turbine with a Tower Height of 30m. | Approx. 780m west of 52 Boyland Road_x000D_ Ballymoney._x000D_ | 297740 | 427574 | Approved | 2012/13 | 2012-07-02 |  |  | Approved
O/2011/0469/F | 2011-10-03 | Armagh, Banbridge and Craigavon | Single wind turbine | 55kW Endurance E-3120 (24.6m Hub - Tube Tower) Wind Turbine to support existing farm business | 150m SW of 21 Bessbrook Road_x000D_ Markethill_x000D_ Armagh_x000D_ BT60 1RJ_x000D_ | 298100 | 337587 | Approved | 2012/13 | 2012-06-13 |  |  | Approved
C/2011/0500/F | 2011-10-04 | Strategic Planning Division | Single wind turbine | Proposed 250KW Wind Turbine with 40m Hub Height | 502m South East of 60 Craigmore Road_x000D_ Ringsend_x000D_Garvagh_x000D_ Coleraine_x000D_ BT51 5HF._x000D_ | 281361 | 421216 | Approved | 2012/13 | 2013-03-01 |  |  | Approved
C/2011/0501/F | 2011-10-04 | Strategic Planning Division | Single wind turbine | Proposed 250kw Wind Turbine with 40m Hub Height | 802m SE of 60 Craigmore Road_x000D_ Ringsend_x000D_ Garvagh_x000D_ | 281449 | 420944 | Approved | 2012/13 | 2013-03-01 |  |  | Approved
C/2011/0502/F | 2011-10-04 | Strategic Planning Division | Single wind turbine | Proposed 250kw wind turbine with 40m hub height | 713m South East of 60 Craigmore Road_x000D_ Ringsend_x000D_ Garvagh_x000D_ | 281412 | 420997 | Withdrawn | 2011/12 | 2012-03-02 |  |  | Withdrawn
C/2011/0503/F | 2011-10-04 | Causeway Coast and Glens | Single wind turbine | Proposed 250kw Wind Turbine with 40m Hub Height. | 597m South East of 60 Craigmore Road_x000D_ Ringsend_x000D_ Garvagh_x000D_ Coleraine_x000D_ BT51 5HF._x000D_ | 281384 | 421107 | Withdrawn | 2011/12 | 2012-03-05 |  |  | Withdrawn
D/2011/0231/F | 2011-10-05 | Causeway Coast and Glens | Single wind turbine | Proposed C & F 20kw turbine with a 20 metre hub height, under PPS18 | 402 metres north west of 166 Gracehill Road_x000D_ Ballymoney_x000D_ BT53 8LS_x000D_ | 299136 | 426592 | Approved | 2012/13 | 2012-09-20 |  |  | Approved
I/2011/0431/F | 2011-10-05 | Mid Ulster | Single wind turbine | Proposed 5kw wind turbine with a 15m hub height at business premises | 155_x000D_ Drum Road_x000D_ Cookstown_x000D_ | 278633 | 377291 | Withdrawn | 2012/13 | 2013-01-28 |  |  | Withdrawn
P/2011/0885/F | 2011-10-05 | Newry, Mourne and Down | Single wind turbine | Wind Turbine 24m hub, 24m rotor | 230m West of No. 66 Windmill Road Kilkeel | 326955 | 310068 | Refused | 2013/14 | 2013-05-15 |  |  | Refused
K/2011/0609/F | 2011-10-06 | Strategic Planning Division | Single wind turbine | Erection of a 250kw wind turbine generator with a hub height of 50m to produce power for the national grid | Approximately 600m South West from no. 89 Legamaghery Road_x000D_ Mountstewart_x000D_ Omagh_x000D_ Co Tyrone_x000D_ | 244838 | 355580 | Approved | 2012/13 | 2012-10-09 |  |  | Approved
K/2011/0612/F | 2011-10-07 | Fermanagh and Omagh | Single wind turbine | Erection of 1 no. 225 kw wind turbine on 31m monopole (to hub height) and 27m rotor diameter | Lands 135m SW of 90 Dunnamona Road Omagh | 240528 | 365693 | Approved | 2013/14 | 2013-05-20 |  |  | Approved
K/2011/0613/F | 2011-10-07 | Fermanagh and Omagh | Single wind turbine | Erection of 20kw wind turbine 26m total height with 12m diameter blade sweep for supply of electricity to national grid and access road to it | 220m East of 33 Camowen Road Omagh | 249280 | 368941 | Withdrawn | 2014/15 | 2014-12-29 |  |  | Withdrawn
K/2011/0614/F | 2011-10-07 | Fermanagh and Omagh | Single wind turbine | Erection of 1 no. 225kw wind turbine on 31m monopole (to hub height), and 27m rotor diameter | Lands 185m NE of the junction of Glennan Road/Mullaghwinny Road Omagh | 240315 | 364900 | Approved | 2013/14 | 2013-05-20 |  |  | Approved
M/2011/0604/F | 2011-10-07 | Mid Ulster | Single wind turbine | Proposed site for new wind turbine with an output up to 250kw, a hub height up to 50m, and up to 64.5m to the blade tip complete with control | Approx 124m West from 100 Cappagh Road_x000D_ Dungannon_x000D_ | 267931 | 366764 | Approved | 2011/12 | 2011-11-22 |  |  | Approved
U/2011/0351/F | 2011-10-10 | Antrim and Newtownabbey | Single wind turbine | Proposed wind turbine with up to 44 metres tower height (output not exceeding 250kW) and 30 metres high temporary anemometer mast for farm diversification. | 327 metres North East of no. 25 Old Ballybracken Road Sheeplair Ballyclare Co. Antrim | 323919 | 393004 | Approved | 2013/14 | 2013-11-18 |  |  | Approved
F/2011/0211/F | 2011-10-11 | Mid and East Antrim | Single wind turbine | Proposed Wind Turbine, 50 kw generator, hub height 36m (for domestic use) | Site approximately 160m North West of 147 Carrickfergus Road Larne_x000D_ | 339816 | 400575 | Approved | 2012/13 | 2012-08-15 |  |  | Approved
K/2011/0618/F | 2011-10-11 | Fermanagh and Omagh | Single wind turbine | Erection of 1 no. 225 kw wind turbine on 31m monopole (to hub height) and 27m rotor diameter | Lands 260m NE of 65 Effernan Road_x000D_ Trillick_x000D_ | 232129 | 353983 | Approved | 2012/13 | 2012-12-06 |  |  | Approved
Y/2011/0328/F | 2011-10-11 | Belfast | Single wind turbine | Erection of wind turbine for teaching purposes. | Our Lady and St Patricks College_x000D_ Knock_x000D_ 120 Gilnahirk Road_x000D_ Belfast_x000D_ BT5 7DL_x000D_ | 339658 | 372968 | Approved | 2012/13 | 2012-06-28 |  |  | Approved
H/2011/0495/F | 2011-10-12 | Mid Ulster | Single wind turbine | Construction and operation of three wind turbines of max. 2.5MW individual capacity ,not exceeding a rotor diameter of 80 m and blade tip height of 110m. The development parameters of this proposal remain unchanged from those consented on 15th April 2011 | Creagh Concrete Products Ltd_x000D_Brackagh Quarry_x000D_29 Disert Road_x000D_Draperstown_x000D_Magherafelt_x000D_BT45 7JN_x000D_ | 275590 | 390028 | Approved | 2011/12 | 2011-12-15 |  |  | Approved
Q/2011/0388/F | 2011-10-13 | Newry, Mourne and Down | Single wind turbine | Erection of wind turbine with an output up to 250kv, a hub height up to 31.5m and up to 46m to the blade tip complete with control room | approx 192m south east from 75 Begny Hill Road_x000D_ Dromara_x000D_ BT25 2AP_x000D_ | 332198 | 349995 | Approved | 2012/13 | 2012-05-02 |  |  | Approved
C/2011/0525/F | 2011-10-14 | Causeway Coast and Glens | Single wind turbine | Proposed erection of a wind turbine with a 30m hub height and 30m rotor diameter with a maximum output not exceeding 225kw (VESTA'S) with export to the grid. | 500m South West of No. 18 Magheramore Road_x000D_ Garvagh_x000D_ Coleraine_x000D_ BT51 5PW._x000D_ | 283282 | 413294 | Approved | 2012/13 | 2013-03-11 |  |  | Approved
D/2011/0240/F | 2011-10-14 | Causeway Coast and Glens | Single wind turbine | Proposed site for new wind turbine up to 250kw with a hub height up to 31m and up to 45.5m to the tip blade complete with control room. | Approx 106m West from 37 Stroan Road_x000D_ Dervock_x000D_ Ballymoney_x000D_ | 297534 | 430281 | Approved | 2012/13 | 2012-05-01 |  |  | Approved
R/2011/0708/F | 2011-10-14 | Newry, Mourne and Down | Single wind turbine | Erection of 1no 225Kw wind turbine on 40m mon-pole (to hub height) and 29m rotor diameter | 465m south west of 115 Ardglass Road_x000D_ Tobermoney_x000D_ Downpatrck_x000D_ Co Down_x000D_ BT30 7DX_x000D_ | 350902 | 341797 | Approved | 2012/13 | 2012-12-07 |  |  | Approved
D/2011/0241/F | 2011-10-17 | Causeway Coast and Glens | Single wind turbine | A Single Wind Turbine with a Tower Height of 30m. | Approx. 290m North West of 110 Kilraughts Road_x000D_ Ballymoney_x000D_ Co.Antrim_x000D_ BT53 7HL._x000D_ | 297643 | 426343 | Approved | 2012/13 | 2012-04-05 |  |  | Approved
D/2011/0244/F | 2011-10-17 | Causeway Coast and Glens | Single wind turbine | A Single Wind Turbine with a Tower Height of 30m. | 204m West of 21 Landhead Road_x000D_ Ballymoney_x000D_ County Antrim_x000D_ | 297399 | 425421 | Approved | 2012/13 | 2012-04-05 |  |  | Approved
J/2011/0391/F | 2011-10-17 | Derry and Strabane | Single wind turbine | Proposed 225kw wind turbine (hub height 40m) to service farm with surplus to the grid | 210m West of 31 Barron Road Artigarvan | 242448 | 400662 | Approved | 2013/14 | 2014-01-29 |  |  | Approved
Q/2011/0391/F | 2011-10-17 | Armagh, Banbridge and Craigavon | Single wind turbine | Erection of a single 225kw wind turbine on a 31m tower | 450 metres to the north east of no 16 Ednego Road_x000D_ Banbridge_x000D_ BT32 3ST_x000D_ | 319463 | 349147 | Approved | 2012/13 | 2012-10-23 |  |  | Approved
U/2011/0363/F | 2011-10-17 | Antrim and Newtownabbey | Single wind turbine | Wind turbine (37m high hub and 21m dia propeller) | 300m South East of 7 Roughfort Road_x000D_ Newtownabbey_x000D_ BT36 4RE_x000D_ | 328192 | 384144 | Approved | 2012/13 | 2012-05-28 |  |  | Approved
I/2011/0445/F | 2011-10-18 | Mid Ulster | Single wind turbine | The erection of a 225kw Wind Turbine on a 31.5m monopole mast with a total height of 45m (farm electricity use and grid export) | Land 370 metres North East of 17 Tulnacross Road_x000D_ Cookstown_x000D_ | 274783 | 380384 | Approved | 2012/13 | 2012-11-15 |  |  | Approved
J/2011/0392/F | 2011-10-18 | Derry and Strabane | Single wind turbine | Proposed 40m high 250kw wind turbine to provide electricity for farm dwelling and excess to the grid | 750m SE of 90 Castlewarren Road_x000D_ Donemana_x000D_ | 247255 | 407281 | Withdrawn | 2012/13 | 2012-08-28 |  |  | Withdrawn
K/2011/0624/F | 2011-10-18 | Fermanagh and Omagh | Single wind turbine | Provision of 225kw Wind Turbine, 30m hub height, 15m blades to facilitate farm business at 151 Doogary Road with excess transported to existing cafe business at A5 Stores 135 Curr Road via Grid | 350m North East of 151 Doogary Road Beragh Omagh_x000D_ | 248903 | 367676 | Withdrawn | 2012/13 | 2012-11-05 |  |  | Withdrawn
J/2011/0395/F | 2011-10-19 | Derry and Strabane | Single wind turbine | Erection of a 100kw wind turbine with a tower height of 30m | Approx 330m South East of 7 Willow Road_x000D_ Bready_x000D_ Strabane_x000D_ | 237457 | 405697 | Refused | 2012/13 | 2013-02-07 |  |  | Refused
K/2011/0626/F | 2011-10-19 | Fermanagh and Omagh | Single wind turbine | Erection of 1 no. 225kw wind turbine on 31m monopole (to hub height) and 27m rotor diameter | Lands 396m North of 20 Meenacloy Road_x000D_ Scraghey_x000D_ Killen_x000D_ Castlederg_x000D_ | 221540 | 373819 | Approved | 2012/13 | 2012-10-08 |  |  | Approved
H/2011/0507/F | 2011-10-20 | Mid Ulster | Single wind turbine | Proposed installation of 250Kw wind turbine,tower height of 46m + blade span of 33m to provide power to farm and excess to grid. (Amended noise report submitted) | Approximately 220m NW of 11 Crocknamohill Road Draperstown | 281612 | 393111 | Withdrawn | 2014/15 | 2014-10-27 |  |  | Withdrawn
K/2011/0635/F | 2011-10-21 | Fermanagh and Omagh | Single wind turbine | Proposed erection of a 31m hub height vestas V27 225 kw wind turbine to serve farm and export surplus to the grid | Site 240m North East of 87 Killyliss Road_x000D_ Fintona_x000D_ Omagh_x000D_ | 240550 | 360529 | Approved | 2012/13 | 2012-07-10 |  |  | Approved
C/2011/0537/F | 2011-10-24 | Causeway Coast and Glens | Single wind turbine | Erection of a 20kw wind turbine with a tower height of 20m. | Approx.210m South East of 38 Killeague Road_x000D_ Coleraine_x000D_ BT51 4NL._x000D_ | 283148 | 427118 | Approved | 2012/13 | 2013-02-05 |  |  | Approved
L/2011/0811/F | 2011-10-24 | Fermanagh and Omagh | Single wind turbine | Proposed 250kw wind turbine (max hub height 42.5m) and all associated ancillary development including temporary 30m high anemometer mast (Amended Siting) | 450 metres west from No. 71 Molly Road Doon Derrylin Enniskillen Co. Fermanagh BT92_x000D_ | 225217 | 326478 | Approved | 2012/13 | 2012-12-21 |  |  | Approved
L/2011/0819/F | 2011-10-25 | Fermanagh and Omagh | Single wind turbine | Erection of 1 No. 225KW V29 Wind Turbine on 40m Mono-Pole (to hub height) | Lands 325m North West of 40 Edenmore Lane Killaculla Lane_x000D_ Tempo_x000D_ Co Fermanagh_x000D_ BT94 3HU_x000D_ | 233769 | 349646 | Withdrawn | 2012/13 | 2012-05-28 |  |  | Withdrawn
T/2011/0417/F | 2011-10-25 | Antrim and Newtownabbey | Single wind turbine | Change of turbine from that previously approved under T/2010/0592/F to a Vergnet wind turbine with 32.3m hub height and 16m blades. Same location (electric for farm, surplus to grid) | 220m NW of 65 Moneynick Road_x000D_Randalstown_x000D_ | 305579 | 389866 | Approved | 2011/12 | 2012-02-10 |  |  | Approved
Z/2011/1265/F | 2011-10-25 | Belfast | Single wind turbine | Erection of a 225kw wind turbine on a 40 metre monopole for the use of an existing business | 17 Dargan Crescent_x000D_ Belfast_x000D_ BT3 9RP_x000D_ | 334957 | 377238 | Refused | 2012/13 | 2012-12-06 |  |  | Refused
O/2011/0507/F | 2011-10-26 | Armagh, Banbridge and Craigavon | Single wind turbine | Amendment to previous approval O/2006/1142/F. Amendment to approved turbine type and relocation of turbine location. | Lands approx. 240m to the north-east of No 13 Ballyscandal Road_x000D_ Terraskane_x000D_ Armagh_x000D_ | 284066 | 347375 | Approved | 2012/13 | 2012-05-16 |  |  | Approved
Q/2011/0402/F | 2011-10-26 | Armagh, Banbridge and Craigavon | Single wind turbine | Erection of a single 225 kw wind turbine with a hub height of 40m | Lands approx 255 metres to the south of no 29 Quarry Road_x000D_ Banbridge_x000D_ BT32 3TW_x000D_ | 315730 | 346137 | Approved | 2012/13 | 2012-08-15 |  |  | Approved
T/2011/0420/F | 2011-10-27 | Antrim and Newtownabbey | Single wind turbine | Erection of a 100Kw wind turbine with a tower height of 30m (for domestic use with excess to grid | Approx 100m South West of 5 Ballynoe Road_x000D_Antrim_x000D_ | 317993 | 388571 | Approved | 2012/13 | 2012-07-06 |  |  | Approved
G/2011/0480/F | 2011-10-28 | Mid and East Antrim | Single wind turbine | 11Kw GAlA wind turbine on a 18m tower for the production of electricity for domestic use | 120m East of 45 Rankinstown Road_x000D_Ballymena_x000D_BT42 3HR_x000D_ | 314016 | 400275 | Approved | 2012/13 | 2012-10-09 |  |  | Approved
L/2011/0832/F | 2011-10-28 | Fermanagh and Omagh | Single wind turbine | Proposed installation of 250kw wind turbine, tower height of 46m and blade span of 15m to provide power to existing farm and excess to grid | Corracloon_x000D_ Churchill_x000D_ Enniskillen_x000D_ Co. Fermanagh._x000D_ | 212898 | 355222 | Withdrawn | 2012/13 | 2012-04-16 |  |  | Withdrawn
G/2011/0483/F | 2011-10-31 | Mid and East Antrim | Single wind turbine | Erection of 1 No. 11KW Wind Turbine with a hub height of 18m for domestic use | 90m North West of 436 Cushendall Road_x000D_ Martinstown_x000D_ | 312699 | 413239 | Approved | 2012/13 | 2012-07-26 |  |  | Approved
H/2011/0518/F | 2011-10-31 | Mid Ulster | Single wind turbine | Erection of 1 No. 225KW Wind Turbine with a hub height of 30m to supply farm business with excess to grid | 500m West of 58 Gorteade Road_x000D_ Swatragh_x000D_ | 286203 | 406831 | Approved | 2012/13 | 2012-04-05 |  |  | Approved
K/2011/0651/F | 2011-10-31 | Strategic Planning Division | Single wind turbine | A 225kw single wind turbine with a tower height of 30m | 170m NW of 68 Fingrean Road_x000D_ Loughmacrory_x000D_ Omagh_x000D_ | 256506 | 376682 | Approved | 2012/13 | 2012-08-22 |  |  | Approved
O/2011/0512/F | 2011-10-31 | Armagh, Banbridge and Craigavon | Single wind turbine | Erection of wind turbine Power going to farm and surplus to grid | 293 metres west of 55 Drumard Road_x000D_ Portadown_x000D_ | 295884 | 351869 | Withdrawn | 2012/13 | 2012-05-21 |  |  | Withdrawn
L/2011/0840/F | 2011-11-01 | Fermanagh and Omagh | Single wind turbine | Permission to erect 250kw wind turbine with 40m hub height and 27m blade diameter for farm use and surplus electricity exported to grid. | Killybeg_x000D_ Garrison_x000D_ Fermanagh_x000D_ BT93 4AS_x000D_ | 198231 | 354834 | Approved | 2012/13 | 2012-07-23 |  |  | Approved
L/2011/0841/F | 2011-11-01 | Fermanagh and Omagh | Single wind turbine | Permission to erect 250kw wind turbine with 40m hub height with 27m blade diametre for farm use and surplus electricity exported to grid | Agho_x000D_Belcoo_x000D_ | 200240 | 346585 | Withdrawn | 2012/13 | 2013-01-07 |  |  | Withdrawn
L/2011/0842/F | 2011-11-01 | Fermanagh and Omagh | Single wind turbine | Permission to erect 250kw wind turbine with 40m hub height and 27m blade diameter for farm use and surplus electricity exported to grid | Killybeg_x000D_ Garrison_x000D_ County Fermanagh_x000D_ BT93 4AS_x000D_ | 198144 | 354874 | Approved | 2012/13 | 2012-07-26 |  |  | Approved
H/2011/0520/F | 2011-11-02 | Mid Ulster | Single wind turbine | Proposed erection of a wind turbine with a 40m hub height and 30m rotor diameter with maximum output not exceeding 250 kw to service existing farm and export to the grid | 90m South West of no. 4 Glenone Road Clady | 295999 | 402529 | Refused | 2015/16 | 2015-06-10 |  |  | Refused
K/2011/0655/F | 2011-11-02 | Fermanagh and Omagh | Single wind turbine | Proposed 225kw wind turbine - Tower height 30m for farm and surplus to the grid | 240m NE of 356 Curr Road_x000D_ Ballygawley_x000D_ | 254755 | 361993 | Approved | 2012/13 | 2012-12-12 |  |  | Approved
D/2011/0251/F | 2011-11-03 | Strategic Planning Division | Single wind turbine | Erection of a temporary (twenty four months) seventy metre high wind monitoring pole. | 270m SE of 120 Castlecat Road_x000D_ Derrykeighan_x000D_ Dervock_x000D_ Co Antrim_x000D_ BT53 8AP_x000D_ | 296929 | 435096 | Approved | 2012/13 | 2012-05-30 |  |  | Approved
E/2011/0211/F | 2011-11-03 | Strategic Planning Division | Single wind turbine | erection of a temporary (twenty-four months) seventy-metre high wind monitoring pole | lands 950m east of Castlecat Road_x000D_ and 570m south-east of 110 Castlecat Road_x000D_ Derrykeighan_x000D_ Ballymoney_x000D_ Co Antrim_x000D_ BT53 8AW_x000D_ | 296637 | 436005 | Approved | 2012/13 | 2012-05-30 |  |  | Approved
R/2011/0742/F | 2011-11-03 | Newry, Mourne and Down | Single wind turbine | Erection of wind turbine with 30m hub height and 30m rotar diameter, with a maximum output not exceeding 250KW | 320 Meters North East of 45 Church Road_x000D_ Rademon_x000D_ Crossgar_x000D_ Downpatrick_x000D_ | 343889 | 351462 | Approved | 2012/13 | 2012-05-09 |  |  | Approved
F/2011/0224/F | 2011-11-04 | Mid and East Antrim | Single wind turbine | Proposed erection of a wind turbine with a 30m hub height and a 30m rotor diameter, with maximum output not exceeding 250Kw (excess to grid) | 495m South of 34 Ballvallagh Road Raloo Larne BT40 3NA_x000D_ | 338290 | 394490 | Approved | 2012/13 | 2013-01-16 |  |  | Approved
J/2011/0409/F | 2011-11-04 | Derry and Strabane | Single wind turbine | Proposed erection of a wind turbine with a 30m hub height and a 30m rotor diameter with a maximum output not exceeding 250kw | 575m north east of junction adjoining Carn Road and Fort Road Killeter Castlederg_x000D_ | 221103 | 382042 | Approved | 2011/12 | 2012-01-06 |  |  | Approved
J/2011/0410/F | 2011-11-04 | Derry and Strabane | Single wind turbine | Proposed erection of a 31m hub height Vestas V27 225 kW wind turbine to serve farm and export surplus to the grid | Site 90m NE 16 Hillhead Road_x000D_ Uney_x000D_ Strabane_x000D_ | 231199 | 392802 | Refused | 2012/13 | 2012-09-04 |  |  | Refused
K/2011/0660/F | 2011-11-04 | Fermanagh and Omagh | Single wind turbine | Proposed erection of a wind turbine with a 30m hub height and a 30m rotor diameter with a maximum output not exceeding 250kw | 210m North East of No 20 Radergan Road Beragh Co Tyrone BT79 0TX_x000D_ | 255001 | 366994 | Withdrawn | 2011/12 | 2012-02-28 |  |  | Withdrawn
M/2011/0652/F | 2011-11-04 | Mid Ulster | Single wind turbine | Erection of 1 no. 50KW Wind Turbine with a hub height of 36.5m to supply farm business with excess sold to grid | 150m South of 158 Coash Road_x000D_ Dungannon_x000D_ BT71 6JB_x000D_ | 284584 | 362404 | Approved | 2012/13 | 2012-04-18 |  |  | Approved
T/2011/0430/F | 2011-11-04 | Antrim and Newtownabbey | Single wind turbine | Erection of 1 no. 250KW wind turbine with a hub height of 40m to supply farm enterprise with excess sold to grid. | 320m West of 21 Ballyhill Lane_x000D_ Nutts Corner_x000D_ Crumlin_x000D_ | 322371 | 378975 | Refused | 2012/13 | 2013-02-04 |  |  | Refused
G/2011/0493/F | 2011-11-07 | Mid and East Antrim | Single wind turbine | Proposed 250kw Wind Turbine with up to 44 metres Tower Height and 30 metres High Temporary Anemometer Mast for Farm Diversification | 415m West of No. 35 Moneyduff Road Clough Ballymena | 309845 | 417115 | Approved | 2013/14 | 2013-11-20 |  |  | Approved
H/2011/0533/F | 2011-11-07 | Mid Ulster | Single wind turbine | Proposed erection of a wind turbine with a 30m hub height and a 30m rotor diameter, with a maximum output not exceeding 250Kw | 276m North West of 5 Curragh Road_x000D_ Maghera_x000D_ Co.Derry BT46 5ER_x000D_ | 287710 | 400187 | Approved | 2012/13 | 2012-07-17 |  |  | Approved
L/2011/0853/F | 2011-11-07 | Fermanagh and Omagh | Single wind turbine | Erection of 1 no. 250kw wind turbine on 30m mono-pole (to hub height) and 30m rotor diameter | Lands 465m south of Beagh Lane_x000D_ Beagh_x000D_ Ballinamallard_x000D_ Fermanagh_x000D_ BT94 2AS_x000D_ | 230831 | 351087 | Approved | 2012/13 | 2012-11-20 |  |  | Approved
M/2011/0655/F | 2011-11-07 | Mid Ulster | Single wind turbine | Erection of single wind turbine with a hub height of 31m and rotar diameter of 24m | Lands approx 300m South West of No. 38 Aghafad Road Pomeroy Dungannon | 269190 | 369133 | Approved | 2013/14 | 2013-07-09 |  |  | Approved
R/2011/0746/F | 2011-11-07 | Newry, Mourne and Down | Single wind turbine | Proposed erection of wind turbine with a 30m hub height and a 30m rotro diameter, with a maximum output not exceeding 250kw | 207m west of 62a Old Belfast Road Ballynahinch Co Down BT24 7DG | 339063 | 360246 | Approved | 2013/14 | 2013-04-09 |  |  | Approved
I/2011/0460/F | 2011-11-08 | Mid Ulster | Single wind turbine | Erection of a single wind turbine, rated 225kW, for the supply of electricity to Broughderg Community Centre and excess to electricity grid. Hub height 50m, blade length 14m, rotar diameter 29m. Total height c. 64m (Archaeological Report and Photo Montage | 450m West of Broughderg Community Centre_x000D_ 123 Broughderg Road_x000D_ Greencastle_x000D_ Co Tyrone_x000D_ | 265011 | 386566 | Approved | 2012/13 | 2012-09-28 |  |  | Approved
E/2011/0215/F | 2011-11-09 | Causeway Coast and Glens | Single wind turbine | Wind Turbine (75kw)(24m to hub) | 455m South West of No 11 Capecastle Road_x000D_ Ballycastle_x000D_ | 308435 | 437688 | Approved | 2012/13 | 2012-12-07 |  |  | Approved
I/2011/0463/F | 2011-11-09 | Mid Ulster | Single wind turbine | Amendment to existing approval (Ref: I/2011/0192/F): turbine tower to be lattice steel structure in lieu of folded steel mono-tower, with new controller kiosk | 1000m East of 108 Drumaney Road_x000D_ Coagh_x000D_ Cookstown_x000D_ Co Tyrone_x000D_ | 294268 | 376633 | Approved | 2011/12 | 2012-01-06 |  |  | Approved
A/2011/0622/F | 2011-11-10 | Strategic Planning Division | Single wind turbine | proposed 11kw Gaia (18.4m hub height, tube tower) wind turbine | approx 268m ENE of 21 Crocus Road_x000D_ Drumahoe_x000D_ BT47 3NN_x000D_ | 250362 | 416600 | Refused | 2012/13 | 2013-03-11 |  |  | Refused
C/2011/0553/F | 2011-11-10 | Causeway Coast and Glens | Single wind turbine | Erection of 1 No. 50kw farm turbine with a hub height of 24m. | 500m North West of 60 Loguestown Road Portrush | 284872 | 438981 | Approved | 2014/15 | 2014-06-02 |  |  | Approved
E/2011/0218/F | 2011-11-10 | Causeway Coast and Glens | Single wind turbine | Proposed site for new wind turbine up to 250kw, with a hub height up to 31m and up to 45.5m to the blade tip complete with control room | Approx 180m South East from 46 Drones Road_x000D_ Armoy_x000D_ | 306604 | 431135 | Approved | 2012/13 | 2013-02-26 |  |  | Approved
I/2011/0465/F | 2011-11-10 | Strategic Planning Division | Single wind turbine | Proposed 55kw Endurance E-3120 (36.4m Hub Height, Tube Tower) Wind Turbine under Measure 3.1-farm Diversification of the DARD Rural Development Programe Rural Life" | 160m SSW of 21 Drumads Road_x000D_ Coagh_x000D_ Cookstown_x000D_ BT80 0DY_x000D_ | 290753 | 376215 | Approved | 2012/13 | 2012-10-15 |  |  | Approved
K/2011/0671/F | 2011-11-10 | Strategic Planning Division | Single wind turbine | Proposed 55kW Endurance E-3120 (36.4m hub height, tube tower) wind turbine | Approximately 287m NNE of 76 Mullaslin Road_x000D_ Sixmilecross_x000D_ Co Tyrone_x000D_ BT79 9PQ_x000D_ | 258939 | 371580 | Approved | 2012/13 | 2012-12-07 |  |  | Approved
R/2011/0756/F | 2011-11-11 | Newry, Mourne and Down | Single wind turbine | Erection of a 20kw wind turbine 18m height | Site 47m NE of 182 Dunmore Road Guiness Ballynahinch BT24 8QQ | 335356 | 345469 | Withdrawn | 2014/15 | 2014-05-20 |  |  | Withdrawn
R/2011/0760/F | 2011-11-11 | Newry, Mourne and Down | Single wind turbine | Erection of a sinlge 150kw wind turbine with hub height of 30m to off-set electrical consumption dairy farm with excess to the national grid | Lands approx. 270m south west 10 Craigs Hill Lane_x000D_ Ballynahinch_x000D_ | 334053 | 349393 | Withdrawn | 2012/13 | 2012-09-04 |  |  | Withdrawn
X/2011/0697/F | 2011-11-11 | Ards and North Down | Single wind turbine | Wind turbine on a 50m tower | 150m northwest of 16 Tullykevin Road Newtownards BT22 2NB | 359938 | 369499 | Approved | 2013/14 | 2013-06-24 |  |  | Approved
N/2011/0469/F | 2011-11-14 | Armagh, Banbridge and Craigavon | Single wind turbine | Erection of commercial wind turbine (Amendment to height) | 30 Derrykerran Road_x000D_ Portadown_x000D_ BT62 1UQ_x000D_ | 296710 | 359324 | Withdrawn | 2012/13 | 2012-07-04 |  |  | Withdrawn
V/2011/0148/F | 2011-11-15 | Mid and East Antrim | Single wind turbine | Erection of single turbine with 32.3m hub height and 32m rotor diameter | Lands 225m South West of 55 Knockagh Road Newtownabbey Co Antrim BT36 5BP | 335416 | 386776 | Approved | 2013/14 | 2014-03-12 |  |  | Approved
F/2011/0232/F | 2011-11-16 | Mid and East Antrim | Single wind turbine | A single turbine with a tower height of 30m for domestic use | Approx 680m North East of 85 Ballyrickard Road_x000D_Larne_x000D_ | 337487 | 396193 | Approved | 2012/13 | 2012-05-21 |  |  | Approved
G/2011/0509/F | 2011-11-16 | Mid and East Antrim | Single wind turbine | Erection of a wind turbine (250KW max) with a tower height of 40m (to serve dwellings and farm) | Approx 360m South East of 118 Deerfin Road Ballymena | 319111 | 401343 | Refused | 2015/16 | 2015-07-22 |  |  | Refused
H/2011/0539/F | 2011-11-16 | Strategic Planning Division | Single wind turbine | Proposed Erection of a 225Kw Wind Turbine with a tower height of 30m to connect into the grid | Approx. 450m South East of 68 Draperstown Road Desertmartin | 281008 | 394052 | Withdrawn | 2013/14 | 2013-12-18 |  |  | Withdrawn
J/2011/0425/F | 2011-11-16 | Derry and Strabane | Single wind turbine | Proposed 225kw wind turbine to serve farm and excess to the grid (30m tower)(Amended Description) | Approx 490m South East of 63 Curlyhill Road Strabane | 236690 | 398210 | Withdrawn | 2016/17 | 2016-10-21 |  |  | Withdrawn
L/2011/0870/F | 2011-11-16 | Fermanagh and Omagh | Single wind turbine | Erection of a 50KW wind turbine with a tower height of 30m. (To serve farm) | Approx 200m South West of 29 Corratistune Road_x000D_ Derrylin._x000D_ | 228874 | 327538 | Withdrawn | 2012/13 | 2012-11-15 |  |  | Withdrawn
H/2011/0542/F | 2011-11-17 | Mid Ulster | Single wind turbine | Proposed 250kw wind turbine, tower height 46m, bladespan 30m to supply farm and surplus to grid (amended description) | Approximately 730m South East of 41 Halfgayne Road_x000D_ Swatragh_x000D_ | 284446 | 406132 | Withdrawn | 2012/13 | 2012-06-29 |  |  | Withdrawn
H/2011/0543/F | 2011-11-17 | Mid Ulster | Single wind turbine | Proposed 250Kw wind turbine, tower height 46m, blade span 30m to supply farm with surplus to grid | Approximately 880m South East of 41 Halfgayne Road_x000D_Swatragh_x000D_ | 284482 | 405958 | Withdrawn | 2012/13 | 2012-07-09 |  |  | Withdrawn
K/2011/0685/F | 2011-11-17 | Strategic Planning Division | Single wind turbine | Erection of 1 no 225kw wind turbine on 31m mono-pole and 27m rotar diameter | Lands 334m North West of 114 Drumlester Road Drumlester Sixmilecross Co Tyrone | 259207 | 371348 | Approved | 2013/14 | 2013-04-10 |  |  | Approved
K/2011/0686/F | 2011-11-17 | Strategic Planning Division | Single wind turbine | Erection of 1 no 225kw wind turbine on 31m (To hub height) and 27m Rotor Diameter | Lands 314m East of 119 Mullaslin Road Ramackan Sixmilecross Co Tyrone. | 257391 | 370720 | Approved | 2013/14 | 2013-09-05 |  |  | Approved
M/2011/0693/F | 2011-11-18 | Mid Ulster | Single wind turbine | Proposed 225kw wind turbine measuring 40m from ground to hub height and with a rotor blade diameter of 29m | Lands approx 100m SE of Garvagh House_x000D_ 8_x000D_ Garvagh Road_x000D_ Donaghmore_x000D_ | 276963 | 366184 | Approved | 2012/13 | 2012-04-25 |  |  | Approved
M/2011/0694/F | 2011-11-18 | Mid Ulster | Single wind turbine | Proposed 225kw wind turbine measuring 40 metres from ground to hub height and with a rotar blade diameter of 29 metres | Lands approximately 80 metres North East of no 6 Garvagh Road_x000D_ Donaghmore_x000D_ | 277206 | 366232 | Refused | 2012/13 | 2012-05-18 |  |  | Refused
I/2011/0473/F | 2011-11-21 | Strategic Planning Division | Single wind turbine | Proposed 55kW Endurance E-3120 (24.6m Hub Height, Tube Tower) Wind Turbine under Measure 3.1 - Farm Diversification of the DARD Rural Development Programme - Rural Life". [DARD Grant] | Approx. 196m WNW Of 49 Sherrygrim Road_x000D_ Stewartstown_x000D_ Dungannon_x000D_ County Tyrone_x000D_ BT71 5PP_x000D_ | 283251 | 370982 | Approved | 2012/13 | 2012-09-12 |  |  | Approved
L/2011/0895/F | 2011-11-21 | Fermanagh and Omagh | Single wind turbine | Erection of 1No 225kw wind turbine on 31m monopole with 27m rotor diameter | Lands 240m north-east of 83 Edenmore Road Tempo | 233451 | 348946 | Approved | 2013/14 | 2013-07-10 |  |  | Approved
L/2011/0897/F | 2011-11-21 | Fermanagh and Omagh | Single wind turbine | Erection of 1 no. 225 kw wind turbine on 31m mono-pole and 27m rotor diameter | Lands 185m north west of Quarry Office at Colton Quarries Ltd_x000D_ Largy_x000D_ Lack_x000D_ Fermanagh._x000D_ | 227543 | 365846 | Refused | 2011/12 | 2012-02-21 |  |  | Refused
L/2011/0898/F | 2011-11-23 | Fermanagh and Omagh | Single wind turbine | Erection of 1 No. 20kw wind turbine unit (hub height of 20m and blade diameter of 12.8m) | Lands 98m North- West of 24 Bunnisnagapple Road_x000D_ Bunnisnagapple_x000D_ Brookeborough_x000D_ Co. Fermanagh_x000D_ BT94 4BT_x000D_ | 243819 | 338405 | Approved | 2011/12 | 2012-03-27 |  |  | Approved
G/2011/0513/F | 2011-11-24 | Strategic Planning Division | Single wind turbine | Proposed amendment to existing approval G/2010/0438/F to enable the erection of a wind turbine with a 40m hub height and 29m rotor diameter with maximum output not exceeding 250kw to serve for export to the grid. | Approx 300m South East of no. 25 Skerdan Road_x000D_ Portglenone_x000D_ | 300194 | 406603 | Withdrawn | 2012/13 | 2012-08-31 |  |  | Withdrawn
E/2011/0235/F | 2011-11-28 | Causeway Coast and Glens | Single wind turbine | Erection of single wind turbine - 32.3m hub height with 16m blades | 490m East of 40 Drumaroan Road_x000D_ Ballycastle_x000D_ | 315252 | 441749 | Withdrawn | 2011/12 | 2012-02-15 |  |  | Withdrawn
G/2011/0515/F | 2011-11-28 | Strategic Planning Division | Single wind turbine | temporary installation (24 months) of an 80m-high lattice met mast | lands approximately 960m north-east of 71 Carnalbanagh Road_x000D_ Glenarm_x000D_ BT44 0BS_x000D_ | 325535 | 408118 | Approved | 2011/12 | 2012-03-08 |  |  | Approved
J/2011/0437/F | 2011-11-29 | Derry and Strabane | Single wind turbine | Erection of a 225kw wind turbine with a tower height of 31m. | Approx 315m NE of 14 Lupin Avenue_x000D_ Donemana_x000D_ | 245222 | 403293 | Approved | 2012/13 | 2012-11-05 |  |  | Approved
L/2011/0913/F | 2011-11-29 | Fermanagh and Omagh | Single wind turbine | A wind turbine up to a maximum tip height of 45.9m ( comprising a configuration of up to 31m tower and up to 13.5m blades) for the purpose of producing electricity from a renewable resource.The development will also comprise associated transformer, existi | Lands in Largy approximately 659 metres South-Southwest of 1 main Street Lack_x000D_ Co Fermanagh._x000D_ | 227290 | 365803 | Refused | 2011/12 | 2012-02-21 |  |  | Refused
K/2011/0702/F | 2011-11-30 | Fermanagh and Omagh | Single wind turbine | Erection of single wind turbine - 32.3m hub height with 16 Metre blades | 305m East of 1 Kilcam Road_x000D_ Sixmilecross_x000D_ | 256295 | 365134 | Refused | 2012/13 | 2012-04-16 |  |  | Refused
J/2011/0439/F | 2011-12-02 | Derry and Strabane | Single wind turbine | Erection of a 225kw wind turbine with a tower height of 31m | Approx 370m NE of 144 Glenelly Road_x000D_ Plumbridge_x000D_ | 255526 | 391729 | Refused | 2012/13 | 2013-03-27 |  |  | Refused
R/2011/0806/F | 2011-12-02 | Newry, Mourne and Down | Single wind turbine | Placement of a single wind turbine in the valley of the roof of the existing school building. | St Patrick's Grammar School_x000D_ Saul Street_x000D_ Downpatrick_x000D_ Co. Down_x000D_ BT30 6NJ_x000D_ | 349233 | 344828 | Refused | 2012/13 | 2012-11-05 |  |  | Refused
F/2011/0245/F | 2011-12-05 | Mid and East Antrim | Single wind turbine | Wind Turbine for Domestic Use Installed on a 15m Monopole Tower. (5KW Evance R9000) | 15 Quarterland Road_x000D_ Islandmagee_x000D_ Larne_x000D_ | 343131 | 402272 | Refused | 2012/13 | 2012-11-14 |  |  | Refused
L/2011/0926/F | 2011-12-05 | Fermanagh and Omagh | Single wind turbine | 250KW Wind turbine with a hub height of 30M. | Lands 140m North East of 10 Drumbristan Road_x000D_ Kesh. Co. Fermanagh._x000D_ | 221870 | 368798 | Approved | 2012/13 | 2012-12-21 |  |  | Approved
P/2011/1051/F | 2011-12-05 | Newry, Mourne and Down | Single wind turbine | Proposed 250kw wind turbine with a tower height up to 44 metres, and 30 metres high temporary anemometer mast for farm diversification comprising use of existing field entrance, entrance lay-bye, up-grading of existing access tracks and proposed access tr | 606 metres North West of no 40 Ballymoyer Road_x000D_ Knockavannon_x000D_ Newtownhamilton_x000D_ | 294701 | 329966 | Approved | 2012/13 | 2012-07-31 |  |  | Approved
P/2011/1055/F | 2011-12-05 | Newry, Mourne and Down | Single wind turbine | Proposed 250kw wind turbine with a tower height up to 44 metres, and 30 metre high temporary anemometer mast for farm diversification comprisding use of existing agricultural entrance, up-grading of existing access tracks and proposed access tracks to 4.0 metres width, turbine assembly area, turning area, NIE fing main kiosk and all ancillary developments and associated site works | 305 metres South of No 18 Nine Mile Road Newtownhamilton | 292881 | 329636 | Refused | 2014/15 | 2015-01-20 |  |  | Refused
M/2011/0734/F | 2011-12-07 | Mid Ulster | Single wind turbine | Proposed 55kw E-3120 Endurance wind turbine (36.4m Hub-Tube Tower) to support existing farm business | Approx 516m SSW of 28 Mullybrannon Road_x000D_ Dungannon_x000D_ | 280913 | 358744 | Withdrawn | 2012/13 | 2012-10-03 |  |  | Withdrawn
M/2011/0735/F | 2011-12-07 | Mid Ulster | Single wind turbine | Proposed 55kW endurance E-3120 Wind Turbine (24.6m Hub - Tube Tower) to support existing farm business | Approx 142m SW of 86 Drumflugh Road Benburb Dungannon | 280524 | 352699 | Approved | 2014/15 | 2014-07-04 |  |  | Approved
O/2011/0556/F | 2011-12-07 | Armagh, Banbridge and Craigavon | Single wind turbine | Erection of single wind turbine with hub height of 40 metres | Approximately 160 metres north east of no 13 Ballyscandal Road_x000D_ Terraskane_x000D_ Armagh_x000D_ | 284062 | 347243 | Approved | 2012/13 | 2012-05-18 |  |  | Approved
G/2011/0530/F | 2011-12-08 | Mid and East Antrim | Single wind turbine | Proposed 250kw wind turbine with a tower height up to 44 metres and 30 metres high temporary anemeter mast for farm diversification comprising alterations to an existing field entrance, proposed access track of 4.0m width, turbine assembly area, NIE ring | 210 metres South of no. 20 Roughan Road_x000D_ Broughshane_x000D_ Ballymena_x000D_ BT42 4QX_x000D_ | 318634 | 404023 | Withdrawn | 2012/13 | 2013-02-19 |  |  | Withdrawn
L/2011/0941/F | 2011-12-08 | Fermanagh and Omagh | Single wind turbine | Proposed erection of a wind turbine with a 30m hub height and 30m rotor diameter with a maximum output not exceeding 250kw. | 725m South-East of Church Hill_x000D_ Enniskillen_x000D_ Co. Fermanagh. (Corracloon BT93 6BQ)_x000D_ | 211829 | 355325 | Approved | 2011/12 | 2012-03-22 |  |  | Approved
O/2011/0558/F | 2011-12-08 | Armagh, Banbridge and Craigavon | Single wind turbine | Proposed 250kW wind turbine with a tower height up to 44 metres; and 30 metres high temporary anemometer mast for farm diversifications comprising alterations to an existing agricultural entrance, up-grading of existing access track and proposed extended | 536 metres South East of no. 49 Damoily Road_x000D_ Markethill_x000D_ Co Armagh_x000D_ BT60_x000D_ | 294551 | 335911 | Withdrawn | 2012/13 | 2012-04-25 |  |  | Withdrawn
T/2011/0482/F | 2011-12-08 | Antrim and Newtownabbey | Single wind turbine | Proposed 250Kw wind turbine with hub height 35m & rotor diameter 35m (overall height 52.5m) and 30 metres high temporary anemometer mast for farm diversification comprising alterations to an existing field entrance, up-grading of existing access track and proposed new access track to 4.0m width, turbine assembly area, NIE ring main kiosk and all ancillary development and associated site works (revised P1, revised plans: reduced dimensions and revised siting) | 275m West of 24 Holestone Road Doagh Ballyclare | 324042 | 390820 | Approved | 2013/14 | 2013-04-12 |  |  | Approved
V/2011/0157/F | 2011-12-08 | Mid and East Antrim | Single wind turbine | Proposed erection of a wind turbine with a 30m hub height and 30m rotor diameter with a maximum output not exceeding 250KW. | 289m North of 1 New Line Carrickfergus BT38 9DL | 339403 | 390063 | Refused | 2014/15 | 2014-04-14 |  |  | Refused
W/2011/0549/F | 2011-12-08 | Ards and North Down | Single wind turbine | Proposed erection of a wind turbine with a 30m hub height and 30m rotor diameter with maximum output not exceeding 250kw | 457m South-East of 69 Green Road Bangor BT19 7QA | 352050 | 377760 | Approved | 2013/14 | 2013-04-17 |  |  | Approved
A/2011/0679/F | 2011-12-09 | Derry and Strabane | Single wind turbine | Wind turbine with 32.3m hub height | 635m NW of 7 Lackagh Road_x000D_ L'Derry_x000D_ | 247536 | 406463 | Withdrawn | 2012/13 | 2012-07-30 |  |  | Withdrawn
F/2011/0255/F | 2011-12-09 | Mid and East Antrim | Single wind turbine | Proposed wind turbine on a farm, 250kw generator, tower height 30 metres | Site located approximately 402 metres north east of Dickeystown Road Glenarm Ballymena County Antrim | 333109 | 413867 | Refused | 2013/14 | 2013-05-31 |  |  | Refused
J/2011/0454/F | 2011-12-09 | Derry and Strabane | Single wind turbine | Proposed 250kw wind turbine (40m tower height and 30m blade span) to serve farm and excess to grid | Approximately 620m South West of 159 Dunnyboe Road Altishane Strabane | 246631 | 398098 | Refused | 2013/14 | 2013-09-25 |  |  | Refused
K/2011/0727/F | 2011-12-09 | Fermanagh and Omagh | Single wind turbine | Proposed 250kw wind turbine (30m Tower and 30m blade span) to serve farm and excess to grid (Amended acoustic report and shadow flicker assessment submitted) | Approx 450m NW of 46 Corradinna Road Tattysallagh Omagh | 238154 | 368753 | Approved | 2014/15 | 2014-10-10 |  |  | Approved
O/2011/0577/F | 2011-12-09 | Armagh, Banbridge and Craigavon | Single wind turbine | Wind turbine with maximum tower height 30m an maximum output 250kW to generate electricity for export to the grid | Approx 230m South East of 326 Monaghan Road Middletown Co Armagh accessing onto Knockbane Road. | 275012 | 338125 | Approved | 2013/14 | 2013-11-07 |  |  | Approved
P/2011/1066/F | 2011-12-09 | Newry, Mourne and Down | Single wind turbine | Proposed 250 kw turbine (40 metre tower and 30 metre blade span) to serve farm and excess to grid | Approximately 350 metres north west of 88 Kingsmill Road_x000D_ Camlough_x000D_ Newry_x000D_ | 301290 | 330867 | Approved | 2012/13 | 2012-08-03 |  |  | Approved
T/2011/0497/F | 2011-12-09 | Antrim and Newtownabbey | Single wind turbine | Proposed wind turbine on a farm, 250kw generator, tower height 30 metres | Approximately 600 metres north east of 42 Ladyhill Road_x000D_ Antrim_x000D_ | 316955 | 392680 | Refused | 2012/13 | 2013-01-16 |  |  | Refused
M/2011/0744/F | 2011-12-12 | Mid Ulster | Single wind turbine | Proposed erection of a wind turbine with a 30m hub height and 30m rotor diameter with a maximum output not exceeding 250kw | 170m SW of 196 Pomeroy Road_x000D_ Dungannon_x000D_ | 273201 | 367963 | Approved | 2012/13 | 2012-09-21 |  |  | Approved
F/2011/0261/F | 2011-12-13 | Mid and East Antrim | Single wind turbine | Proposed Erection of Single Wind Turbine with a tower height of 40m | 110 Larne Road_x000D_Ballycarry_x000D_BT38 9JN_x000D_ | 345109 | 395795 | Approved | 2012/13 | 2012-10-11 |  |  | Approved
L/2011/0971/F | 2011-12-13 | Fermanagh and Omagh | Single wind turbine | The erection of a single 225kw ACSA A27 wind turbine on a 31.5 monopole mast with a total height of 45m to blade tip. | Land 200 metres West of 136 Glengesh Road_x000D_ Brockagh_x000D_ Tempo_x000D_ BT94 3LB_x000D_ | 238358 | 352299 | Approved | 2012/13 | 2012-10-23 |  |  | Approved
P/2012/0036/F | 2011-12-13 | Newry, Mourne and Down | Single wind turbine | Erection of 1 No. 250Kw wind turbine with a hub height of 40 metres to suppliment farm business | 205 metres north-west of 15 Barnmeen Road Rathfriland | 317667 | 332322 | Approved | 2013/14 | 2013-11-29 |  |  | Approved
S/2011/0949/F | 2011-12-13 | Lisburn and Castlereagh | Single wind turbine | Erection of single wind turbine - 32.3m hub height with 16m blades, 250kw output. | 485m South East of 60 Back Road_x000D_ Drumbo._x000D_ | 332607 | 363300 | Approved | 2012/13 | 2012-09-20 |  |  | Approved
J/2011/0464/F | 2011-12-14 | Derry and Strabane | Single wind turbine | Proposed 225kw Wind Turbine to service farm with surplus to grid - hub height 40m | 845m SW of 23 Barron Road_x000D_ Artigarvan_x000D_ | 242294 | 400846 | Withdrawn | 2012/13 | 2013-02-05 |  |  | Withdrawn
S/2011/0951/F | 2011-12-14 | Lisburn and Castlereagh | Single wind turbine | Erection of 1 No 225kw Wind Turbine with a hub height of 30m to supply farm and transport business. | 370m North East of 40 Quarterland Road Dundrod. | 323983 | 375254 | Approved | 2014/15 | 2015-01-13 |  |  | Approved
C/2011/0619/F | 2011-12-15 | Causeway Coast and Glens | Single wind turbine | A single wind turbine with a tower height of 30m and max output of 250kw. | 380m South west of 40 Gateside Road_x000D_ Coleraine._x000D_ | 285828 | 435694 | Approved | 2012/13 | 2012-10-02 |  |  | Approved
D/2011/0285/F | 2011-12-15 | Strategic Planning Division | Single wind turbine | proposed Vesta/ACSA V27 225Kw wind turbine (32.165m hub - tube tower) full export to grid | approximately 130m NE 15 Reservoir Road_x000D_ Corkey_x000D_ Ballymena_x000D_ County Antrim_x000D_ BT44 9JE_x000D_ | 309769 | 422294 | Approved | 2012/13 | 2012-10-22 |  |  | Approved
H/2011/0581/F | 2011-12-15 | Mid Ulster | Single wind turbine | Erection of a 20kw wind turbine (20.6m hub height) to serve farm with surplus exported to grid | Approx 90m North of 91 Gulladuff Hill_x000D_ Upperlands_x000D_ Maghera_x000D_ | 289491 | 401485 | Approved | 2012/13 | 2012-05-24 |  |  | Approved
R/2011/0837/F | 2011-12-15 | Newry, Mourne and Down | Single wind turbine | Wind turbine on a 40m tower | 250m SW of 134 Dunmore Road_x000D_ Ballynahinch BT24 8QQ_x000D_ | 335753 | 345994 | Refused | 2012/13 | 2012-10-09 |  |  | Refused
H/2011/0580/F | 2011-12-19 | Mid Ulster | Single wind turbine | Erection of 1No. 20Kw wind turbine with a hub height of 20m | 195m North West of 25 Coolnasillagh Road Maghera_x000D_ | 278954 | 400353 | Approved | 2011/12 | 2012-03-28 |  |  | Approved
C/2011/0626/F | 2011-12-21 | Causeway Coast and Glens | Single wind turbine | Erection of 250KW Wind Turbine with 32.3m Hub Height and 32m Blade Diameter | 520m NW of 55 Ballyhome Road_x000D_ Portrush_x000D_ | 288733 | 439067 | Refused | 2012/13 | 2013-01-24 |  |  | Refused
L/2011/0981/F | 2011-12-21 | Fermanagh and Omagh | Single wind turbine | A single 225kw wind turbine with a tower height of 30m | Approx 350m South East of 24 Carn Road_x000D_ Tempo_x000D_ | 233819 | 349830 | Approved | 2012/13 | 2012-07-23 |  |  | Approved
O/2012/0002/F | 2011-12-21 | Armagh, Banbridge and Craigavon | Single wind turbine | Proposed 11kw wind turbine (18.3 metres hub height on lattice tower) under measure 3.1 farm diversification of the DARD Rural Development Programme | 120 metres south west of 72 Drumilly Road_x000D_ Loughgall_x000D_ BT61 8RH_x000D_ | 290633 | 349963 | Approved | 2012/13 | 2012-06-06 |  |  | Approved
S/2011/0969/F | 2011-12-21 | Lisburn and Castlereagh | Single wind turbine | Erection of a 225KW Wind Turbine with a tower height of 40m, (to serve existing business.) | Approx. 210M east of 160 Moira Road Glenavy. | 315917 | 372270 | Approved | 2014/15 | 2014-07-18 |  |  | Approved
X/2011/0787/F | 2011-12-21 | Ards and North Down | Single wind turbine | Erection of 1no 250kw Wind Turbine with a hub height of 40m to supply farm business with any excess sold to grid | 210m NW of 7 Kircubbin Road Ballywalter | 362517 | 366958 | Withdrawn | 2013/14 | 2013-04-04 |  |  | Withdrawn
I/2011/0519/F | 2011-12-22 | Mid Ulster | Single wind turbine | Erection of 1 no. 20kw wind turbine on 20m monopole and 20m rotor diameter | Lands 160m NE of 12 Carnenny Brae_x000D_ Pomeroy_x000D_ | 272247 | 372450 | Approved | 2012/13 | 2012-12-12 |  |  | Approved
J/2011/0472/F | 2011-12-22 | Derry and Strabane | Single wind turbine | Proposed erection of a 31m hub height Vestas V27 225kw wind turbine to serve farm and export surplus to the grid | Site 320m SE of 59 Peacock Road Sion Mills Strabane BT82 9NP | 232736 | 392408 | Refused | 2013/14 | 2013-08-29 |  |  | Refused
L/2011/0993/F | 2011-12-22 | Fermanagh and Omagh | Single wind turbine | Erection of 1 No 225kw wind turbine on 31m mono-pole, with 29m rotor diameter. | Lands 185m north east of_x000D_ 327 Lough Shore Road_x000D_ Rossdagamph_x000D_ Fermanagh_x000D_ | 214339 | 354699 | Approved | 2012/13 | 2012-09-26 |  |  | Approved
L/2011/0994/F | 2011-12-22 | Fermanagh and Omagh | Single wind turbine | Erection of 1no. 20kw wind turbine on 20m mono-pole (to hub height) and 12.8m rotor diameter | Lands 325m North west _x000D_ of 101 Dooneen Road_x000D_ Glengesh_x000D_ Tempo_x000D_ Fermanagh_x000D_ BT94 3GX_x000D_ | 239258 | 354418 | Approved | 2012/13 | 2012-05-02 |  |  | Approved
L/2011/0995/F | 2011-12-22 | Fermanagh and Omagh | Single wind turbine | Erection of 1No 225kw Wind Turbine on 32m mono-pole (hub height) + 27m Rotor Diameter | Lands 395m South-East Of 3 Cavan Lane _x000D_ Relagh_x000D_ Ballinamallard_x000D_ Co Fermanagh_x000D_ BT94 2BA_x000D_ | 227342 | 349584 | Approved | 2012/13 | 2012-05-18 |  |  | Approved
G/2011/0549/F | 2011-12-23 | Mid and East Antrim | Single wind turbine | Erection of 1 no. 10kw wind turbine on 20m mono pole and blade diameter of 7m | Lands 135m North West of 35 Tullymore Road_x000D_ Pollee_x000D_ Broughshane_x000D_ Co. Antrim_x000D_ BT43 7HW_x000D_ | 315384 | 409187 | Withdrawn | 2012/13 | 2013-03-05 |  |  | Withdrawn
G/2011/0550/F | 2011-12-23 | Mid and East Antrim | Single wind turbine | Erection of 10KW wind turbine with a tower height of 15m to serve existing farm and farm diversification project | 170m South of 1 Lisles Hill Road_x000D_The Sheddings_x000D_ Broughshane_x000D_ | 322610 | 409782 | Approved | 2012/13 | 2012-05-16 |  |  | Approved
L/2011/1000/F | 2011-12-23 | Fermanagh and Omagh | Single wind turbine | Erection of 225kw single wind turbine with a hub height of 32m | Lands approximately 170m south of 104 Molly Road_x000D_ Aughindiagh_x000D_ Kinawley_x000D_ | 223798 | 327401 | Approved | 2012/13 | 2012-06-11 |  |  | Approved
V/2011/0169/F | 2011-12-23 | Mid and East Antrim | Single wind turbine | Single wind turbine (20KW) 18m's in height with 10m rotor blade diameter. | 230m's North of 30 Paisleys Road_x000D_ Carrickfergus_x000D_ Co Antrim_x000D_ | 338487 | 391877 | Approved | 2012/13 | 2012-09-11 |  |  | Approved
X/2011/0795/F | 2011-12-23 | Ards and North Down | Single wind turbine | Domestic wind turbine | 110 metres North West of 122 Mountstewart Road Newtownards_x000D_ | 356944 | 371422 | Approved | 2012/13 | 2012-11-19 |  |  | Approved
A/2011/0721/F | 2011-12-29 | Strategic Planning Division | Single wind turbine | A single wind turbine with a tower height of 30m and overall height of 46.5m to blade tip. | Approx 420m north west of 51 Trench Road Londonderry | 243975 | 413280 | Approved | 2013/14 | 2013-05-29 |  |  | Approved
M/2012/0004/F | 2012-01-05 | Mid Ulster | Single wind turbine | Retention of existing 55kw Endurance E-3120 wind turbine (24.6m Hub height, Tube tower), location previously for AOC 15/50 wind turbine (31m Hub height, Lattice tower) | Approx 215m SSW of 49 Drumflugh Road_x000D_ Derrycreevy_x000D_ Benburb_x000D_ | 279866 | 352849 | Approved | 2012/13 | 2013-02-14 |  |  | Approved
B/2012/0004/F | 2012-01-06 | Causeway Coast and Glens | Single wind turbine | Erection of a 20kw Wind Turbine with a tower height of 20m_x000D_(Under farm diversification DARD grant) | Approx 250m Southwest of 137 Carnamuff road_x000D_Ballykelly_x000D_ | 260206 | 417324 | Approved | 2012/13 | 2012-10-19 |  |  | Approved
S/2012/0012/F | 2012-01-06 | Lisburn and Castlereagh | Single wind turbine | Wind turbine: 30m tower, 29m rotor (amended proposal, amended plans and additional information). | 50m NE of 20 Glenavy Road Craigavon BT67 0LT | 315745 | 363355 | Approved | 2014/15 | 2014-10-15 |  |  | Approved
F/2012/0010/F | 2012-01-12 | Mid and East Antrim | Single wind turbine | Proposed 55kw Endurance Wind Turbine (24.6m Hub - Tube Tower) to support existing farm business | 320m WSW of 401 Middle Road_x000D_ Islandmagee_x000D_ Larne_x000D_ BT40 3TG_x000D_ | 346149 | 399729 | Approved | 2012/13 | 2012-09-17 |  |  | Approved
J/2012/0006/F | 2012-01-12 | Derry and Strabane | Single wind turbine | Erection of 250kw wind turbine with a 32.3m hub height and a 32m blade diameter | 510m SW of 35 Barron Road_x000D_ and 900m NE of 101 Moorlough Road_x000D_ Artigarvan_x000D_ | 242184 | 400264 | Withdrawn | 2012/13 | 2012-08-30 |  |  | Withdrawn
L/2012/0027/F | 2012-01-13 | Fermanagh and Omagh | Single wind turbine | Permission to erect 1 No 225kw wind turbine with 25m hub height, 25m blade diameter for farm use with surplus exported to grid | Glengesh Road_x000D_ Brockagh Townland_x000D_ Tempo_x000D_ Co Fermanagh_x000D_ BT94 3LB_x000D_ | 239356 | 353090 | Approved | 2012/13 | 2012-10-23 |  |  | Approved
H/2012/0010/F | 2012-01-16 | Mid Ulster | Single wind turbine | Proposed erection of a wind turbine with a 40m hub height with a maximum output not exceeding 250Kw (to serve farm and export to the grid) | Adjacent to 3 Mulnavoo Lane_x000D_Draperstown_x000D_ BT45 7LL_x000D_ | 278209 | 396468 | Approved | 2012/13 | 2012-05-24 |  |  | Approved
K/2012/0014/F | 2012-01-16 | Fermanagh and Omagh | Single wind turbine | Erection of a 1 no 20 kw wind turbine on 20m mono-pole and 12.8m rotar diameter | Lands 230m South-West of 96 Newpark Road_x000D_ Tummery_x000D_ Dromore_x000D_ Co Tyrone_x000D_ | 230853 | 360600 | Approved | 2012/13 | 2012-12-07 |  |  | Approved
I/2012/0014/F | 2012-01-17 | Strategic Planning Division | Single wind turbine | Proposed 50kW Endurance E-3120 (24.6m Hub - Tube Tower) Wind Turbine under Measure 3.1 - Farm Diversification of the DARD Rural Development Programme - Rural Life". [DARD Grant] | 171m WNW of 122 Limehill Road_x000D_ Pomeroy_x000D_ Dungannon_x000D_ Co Tyrone_x000D_ BT70 2RY_x000D_ | 269014 | 375801 | Approved | 2012/13 | 2012-10-12 |  |  | Approved
I/2012/0016/F | 2012-01-18 | Strategic Planning Division | Single wind turbine | Proposed installation of a wind turbine (not to exceed 250kw) on a tubular tower of up to 51.5m height with blades up to 66.5m height and with associated switch room | 340mts South West of 28 Keerin Road_x000D_ Beaghmore_x000D_ Cookstown_x000D_ | 265690 | 382315 | Withdrawn | 2012/13 | 2012-12-10 |  |  | Withdrawn
I/2012/0017/F | 2012-01-18 | Strategic Planning Division | Single wind turbine | Amendment to proposed installation of a wind turbine (not to exceed 250kw) on a tubular tower of up to 35m with blade tip height up to 50m, with associated switch room | 400mts North of no 73 Dunamore_x000D_ Dungate_x000D_ Cookstown_x000D_ | 267664 | 381744 | Approved | 2012/13 | 2013-01-16 |  |  | Approved
Q/2012/0023/F | 2012-01-18 | Armagh, Banbridge and Craigavon | Single wind turbine | Wind turbine 40m Hub height and blade diameter of 27m (Total Height 53.5m) | 350m NE of Gransha Road_x000D_ Dromara_x000D_ | 325695 | 345549 | Approved | 2012/13 | 2013-03-26 |  |  | Approved
O/2012/0047/F | 2012-01-19 | Armagh, Banbridge and Craigavon | Single wind turbine | Erection of a wind turbine with a hub height of 40m | 130 metres north east of 56 Creenagh Road Armagh BT61 8PZ | 291870 | 350817 | Approved | 2014/15 | 2014-10-10 |  |  | Approved
P/2012/0059/F | 2012-01-19 | Newry, Mourne and Down | Single wind turbine | Erection of wind turbine on a 30 metre tower with 27 metre rotor (total height tip height 43 metres) | 250 metres north of 65 Rostrevor Road Hilltown BT34 5TZ | 320567 | 327751 | Approved | 2014/15 | 2015-03-11 |  |  | Approved
Q/2012/0024/F | 2012-01-19 | Newry, Mourne and Down | Single wind turbine | Wind turbine on an 18m tower. | 110m NE of 13 Ardglass Rd Ballyward Castlewellan._x000D_ | 332956 | 341129 | Approved | 2012/13 | 2012-08-16 |  |  | Approved
F/2012/0014/F | 2012-01-23 | Mid and East Antrim | Single wind turbine | Substitution of a Jacobs wind turbine hub height 30m, 11 years old with a Nordtank wind turbine 150kw 30m hub height. | 276m North East of 275 Middle Road Islandmagee Larne | 347715 | 397665 | Withdrawn | 2013/14 | 2013-07-10 |  |  | Withdrawn
P/2012/0069/F | 2012-01-23 | Newry, Mourne and Down | Single wind turbine | Erection of 225kw wind turbine. | Approximately 400 metres south south west of No.78 Maytown Road Enagh Bessbrook Newry | 302835 | 331151 | Withdrawn | 2016/17 | 2017-01-27 |  |  | Withdrawn
X/2012/0034/F | 2012-01-23 | Ards and North Down | Single wind turbine | Proposed installation of a 11kw wind turbine on a 18.3m high tubular tower type mast | 100mts North West of 21 Ballyhaskin Road_x000D_ Millisle_x000D_ | 361143 | 372432 | Approved | 2012/13 | 2012-11-28 |  |  | Approved
L/2012/0042/F | 2012-01-24 | Fermanagh and Omagh | Single wind turbine | Planning permission to erect 250kw wind turbine with 32m hub height and 27m blade diameter for farm use and surplus exported to grid. | Tullynadall West_x000D_ Derrygonnelly_x000D_ County Fermanagh_x000D_ BT93 6EU._x000D_ | 212748 | 353296 | Approved | 2012/13 | 2012-08-20 |  |  | Approved
J/2012/0023/F | 2012-01-25 | Derry and Strabane | Single wind turbine | Proposed erection of a wind turbine with a 30m hub height and 30m rotor diameter with a maximum output not exceeding 250kw | 1.18km South of 4 Magherakeel Road Killeter Castlederg | 218860 | 379481 | Withdrawn | 2013/14 | 2013-10-15 |  |  | Withdrawn
K/2012/0035/F | 2012-01-25 | Fermanagh and Omagh | Single wind turbine | Proposed erection of a wind turbine with a 46m hub height and a 30m rotor maximum output not exceeding 250kw | 275m South East of 202 Radergan Road_x000D_ Co Tyrone_x000D_ | 256868 | 361128 | Approved | 2012/13 | 2012-11-14 |  |  | Approved
M/2012/0023/F | 2012-01-25 | Mid Ulster | Single wind turbine | Proposed erection of a wind turbine with a 30m hub height and a 30m rotar diameter with a maximum output not exceeding 250kw | 158m South of 151 Tulyvar Road Cavankilgreen Aughnacloy Co Tyrone | 264844 | 355304 | Approved | 2013/14 | 2013-09-30 |  |  | Approved
O/2012/0057/F | 2012-01-25 | Armagh, Banbridge and Craigavon | Single wind turbine | Proposed 250kw wind turbine with mast height 30m to produce electricity for export to the grid. | Approximatley 385 metres north west of 15 Carrowbane Road_x000D_ Keady_x000D_ | 284809 | 332118 | Approved | 2012/13 | 2012-10-04 |  |  | Approved
P/2012/0079/F | 2012-01-25 | Newry, Mourne and Down | Single wind turbine | Erection of wind turbine with hub height of 30 metres and rotor diameter of 30 metres, with a maximum output not exceeding 250kW | 296m South East of 50 Drumbanagher Wall Road_x000D_ Newry_x000D_ BT35 6SF_x000D_ | 304277 | 336013 | Approved | 2012/13 | 2012-11-05 |  |  | Approved
U/2012/0021/F | 2012-01-25 | Antrim and Newtownabbey | Single wind turbine | Erection of a wind turbine with a 30m hub height and a 30m rotor diameter with a maximum output not exceeding 250kw | Site located 248m North East of 36 Irish Hill Road Ballyclare Co Antrim BT39 9NQ_x000D_ | 334178 | 390766 | Approved | 2012/13 | 2013-01-16 |  |  | Approved
H/2012/0022/F | 2012-01-26 | Mid Ulster | Single wind turbine | Erection of a wind turbine (250kw max) with a tower height of 40m - amended location to that approved under H/2011/0356/F | Approx 975m South West of 43 Disert Road_x000D_ Draperstown_x000D_ | 275747 | 390867 | Approved | 2012/13 | 2012-12-11 |  |  | Approved
O/2012/0056/F | 2012-01-26 | Armagh, Banbridge and Craigavon | Single wind turbine | Proposed Gaia Wind Turbine (18.3 Hub, Lattice Tower) under Measure 3.1 - Farm Diversification of the DARD Rural Development Programme - "Rural Life". [DARD Grant] | Approximately 164m NW of 30 Killyfaddy Road Broughan Tassagh Armagh BT60 2PT | 287347 | 339312 | Approved | 2014/15 | 2015-01-02 |  |  | Approved
Y/2012/0022/F | 2012-01-26 | Lisburn and Castlereagh | Single wind turbine | Erection of 20 KW windturbine at 20m high for domestic purposes. | Approx 55m NW of dwelling at 11 Lisdoonan Road_x000D_ Carryduff_x000D_ BT8 8AR_x000D_ | 338124 | 364110 | Refused | 2012/13 | 2012-10-31 |  |  | Refused
E/2012/0015/F | 2012-01-27 | Causeway Coast and Glens | Single wind turbine | Proposed Site for New Wind Turbine up to 225kw, with a Hub Height up to 31.5m and up to 47m to the Blade Tip complete with Control Room. | 464m West North West from 33 Novally Road Ballycastle Co. Antrim BT54 6HE. | 308229 | 441045 | Approved | 2013/14 | 2013-12-09 |  |  | Approved
L/2012/0056/F | 2012-01-27 | Fermanagh and Omagh | Single wind turbine | Proposed wind turbine (capacity up to 250kw) 31.5m hub height, 25m blade diameter to serve applicants proposed dwelling with surplus exported to grid | Carran West_x000D_ Garrison_x000D_ | 194874 | 349600 | Approved | 2012/13 | 2012-06-25 |  |  | Approved
B/2013/0017/F | 2012-01-29 | Causeway Coast and Glens | Single wind turbine | Erection of 1 no. 150KW wind turbine with 27m blade diameter and 40m hub height. | 130metres North West of No 11 Lime Road Bolie Greysteel Co. Derry | 258378 | 419798 | Withdrawn | 2013/14 | 2013-05-07 |  |  | Withdrawn
G/2012/0035/F | 2012-01-30 | Mid and East Antrim | Single wind turbine | Erection of 1 No. 225kw wind turbine with a hub height of 40m to support the Patton Group of companies including the planned MRF facility on site | Site 170m SW of 47 Craigadoo Road Ballymena | 316835 | 400272 | Withdrawn | 2013/14 | 2013-05-13 |  |  | Withdrawn
J/2012/0028/F | 2012-01-31 | Derry and Strabane | Single wind turbine | Proposed 250kw wind turbine, hub height 40m, to serve farm with surplus to grid | 525m SW of 23 Barron Road Artigarvan | 242440 | 400935 | Approved | 2013/14 | 2014-03-26 |  |  | Approved
K/2012/0047/F | 2012-01-31 | Fermanagh and Omagh | Single wind turbine | Proposed E-3120 50kw wind turbine with a max hub height of 40m to provide power to poultry units with surplus to the grid | 530m SW of 65 Quarry Road_x000D_ Carrickmore_x000D_ | 260989 | 371292 | Approved | 2012/13 | 2012-09-07 |  |  | Approved
P/2012/0091/F | 2012-01-31 | Newry, Mourne and Down | Single wind turbine | Development relates to the installation of a wind turbine in an argricultural field which will be 11kv on a 20 metre pole | Approx 520 Metres South East Of Dwelling At 22 Moneygore Road, Rathfriland, Co Down | 322839 | 333715 | Approved | 2013/14 | 2013-04-16 |  |  | Approved
C/2012/0046/F | 2012-02-02 | Causeway Coast and Glens | Single wind turbine | Erection of 1 no wind turbine with 41.5m hub height. Change of turbine type. | Plantation Road Approx 43m East of Gortfad Road Garvagh | 280742 | 416476 | Refused | 2016/17 | 2016-08-01 |  |  | Refused
E/2012/0017/F | 2012-02-02 | Causeway Coast and Glens | Single wind turbine | Proposed site for new wind turbine up to 250kw, with a hub height up to 40m and up to 55m to the blade tip complete with control room to serve farm and grid. | Approx 309m North North East from 6 Lisnagat Road Moyle | 303883 | 437091 | Refused | 2014/15 | 2015-02-18 |  |  | Refused
H/2012/0037/F | 2012-02-02 | Strategic Planning Division | Single wind turbine | Proposed erection of a 225kw wind turbine with a tower height of 30m and to connect into the grid | 185m North East of 8 Rosgarran Road Magherafelt BT45 5EP | 288213 | 393634 | Withdrawn | 2013/14 | 2013-12-11 |  |  | Withdrawn
L/2012/0070/F | 2012-02-02 | Fermanagh and Omagh | Single wind turbine | Erection of 1 No. 20kw wind turbine on 20m mono-pole + blade diameter of 12.8m | Lands_x000D_ Greaghcashel_x000D_ Lisnaskea. Co. Fermanagh_x000D_ | 242357 | 333689 | Approved | 2012/13 | 2012-07-23 |  |  | Approved
L/2012/0072/F | 2012-02-02 | Fermanagh and Omagh | Single wind turbine | Erection of 1No. 50kw Wind Turbine on 30.8m monopole and 16.5m rotar diameter_x000D_ | Lands at Derryvollen_x000D_ Roslea_x000D_ | 254192 | 336053 | Approved | 2012/13 | 2012-08-22 |  |  | Approved
L/2012/0073/F | 2012-02-02 | Fermanagh and Omagh | Single wind turbine | Erection of 1 No 20kw Turbine on 20m mono-pole and 12.8 rotar diameter | Lands 104m north of 187 Dernawilt Road_x000D_ Roslea_x000D_ | 247803 | 332091 | Approved | 2012/13 | 2012-08-22 |  |  | Approved
L/2012/0071/F | 2012-02-03 | Fermanagh and Omagh | Single wind turbine | Proposed 250kw wind turbine with a tower height up to 30 metres and 30 metres high temporary anemometer mast for farm diversification comprising proposed new entrance, proposed new access track of 4.0m width, turbine assembly area, NIE ring main kiosk and all ancillary development and associated site works | 283metres South West of no 77 Cooneen Road Fivemiletown Co Tyrone | 245407 | 345077 | Withdrawn | 2013/14 | 2014-02-14 |  |  | Withdrawn
L/2012/0076/F | 2012-02-03 | Fermanagh and Omagh | Single wind turbine | Planning permission to erect 250kw wind turbine with 32m hub height and 27m blade diametre for farm use and surplus exported to grid | Slisgarrow_x000D_ Garrison_x000D_ | 200966 | 351474 | Withdrawn | 2012/13 | 2012-11-19 |  |  | Withdrawn
J/2012/0031/F | 2012-02-06 | Derry and Strabane | Single wind turbine | Proposed 225kw wind turbine - hub height 40m - to service farm with surplus to the grid | 235m SW of 15 Barron Road_x000D_ Artigarvin_x000D_ | 242461 | 401343 | Withdrawn | 2012/13 | 2013-02-05 |  |  | Withdrawn
I/2012/0045/F | 2012-02-08 | Mid Ulster | Single wind turbine | Replace existing 24.4m wind turbine (I/2005/0770/F) with more efficient machine of 24m hub height | Approx 65m NW of 68 Cornamaddy Road_x000D_ Pomeroy_x000D_ | 268692 | 371093 | Approved | 2012/13 | 2012-11-26 |  |  | Approved
M/2012/0047/F | 2012-02-08 | Mid Ulster | Single wind turbine | Replace existing wind turbine with a larger 24m hub height machine to power flood-lighting on new football pitch | Approx 90m WNW of 55 Cadian Road Eglish Dungannon | 277394 | 356603 | Refused | 2013/14 | 2014-02-18 |  |  | Refused
Q/2012/0058/F | 2012-02-08 | Armagh, Banbridge and Craigavon | Single wind turbine | Erection of a 31m hub height 225 kW wind turbine | Site 185m south of 73 Old Mill Road Scarva Banbridge BT63 6NW | 308386 | 341771 | Withdrawn | 2013/14 | 2014-01-17 |  |  | Withdrawn
H/2012/0043/F | 2012-02-09 | Mid Ulster | Single wind turbine | Erection of 1 no. 150kW wind turbine with a hub height of 30m to support farm business. | 440m North West of 80 Aughrim Road_x000D_ Magherafelt_x000D_ | 291774 | 391044 | Approved | 2012/13 | 2012-06-07 |  |  | Approved
K/2012/0063/F | 2012-02-09 | Strategic Planning Division | Single wind turbine | Construction and operation of a single 250kw wind turbine on existing quarry site, 46m tower height, 30m blade diameter, using existing site access and electrical connection | Kelly's Pit Altamuskin Road Omagh Co Tyrone BT79 9HX | 260996 | 362464 | Withdrawn | 2013/14 | 2013-08-16 |  |  | Withdrawn
L/2012/0088/F | 2012-02-09 | Fermanagh and Omagh | Single wind turbine | Erection of 1 No 20kw wind turbine.Hub height 20m rotor diameter 12.8m | 220m East of 90 Tonyglaskin Road_x000D_ Letterbailey_x000D_ BT94 3NU._x000D_ | 237119 | 353538 | Approved | 2012/13 | 2012-06-25 |  |  | Approved
R/2012/0082/F | 2012-02-09 | Newry, Mourne and Down | Single wind turbine | Proposed installation of a wind turbine (Not to exceed 250kw) on a tublar tower of up to 40m height with blades up to 55m (To tip height) and with associated switch room. | Lands 600m north east of 21 Downpatrick Road_x000D_ Killough_x000D_ Co Down_x000D_ BT30 7QB_x000D_ | 353208 | 338205 | Approved | 2012/13 | 2012-11-12 |  |  | Approved
R/2012/0083/F | 2012-02-09 | Strategic Planning Division | Single wind turbine | Construction and operation of a single 250KW wind turbine on existing quarry site, 46m tower height, 30m blade diameter, using existing site access and electrical connection. | 37 Magheraknock Road Ballynahinch BT24 8TJ Co Down | 335793 | 354181 | Withdrawn | 2013/14 | 2013-08-22 |  |  | Withdrawn
J/2012/0036/F | 2012-02-10 | Derry and Strabane | Single wind turbine | Erection of a 250kw wind turbine at hub height of 50m to serve dairy farm and grid | 300m SE of 40 Greenville Road Ardstraw Newtownstewart | 233130 | 385698 | Refused | 2013/14 | 2013-04-24 |  |  | Refused
J/2012/0037/F | 2012-02-10 | Strategic Planning Division | Single wind turbine | Proposed erection of 11k/w wind turbine (hub height 18.4m, rotor blade diameter 13m) to serve electricity grid. | 200m south-west of 103 Orchard Road Strabane Co Tyrone | 229760 | 389625 | Approved | 2013/14 | 2013-11-29 |  |  | Approved
J/2012/0038/F | 2012-02-10 | Strategic Planning Division | Single wind turbine | Proposed erection of 250k/W Wind Turbine (hub height 30m) to serve electricity grid | 660m North West of 37 Cavan Road_x000D_ Castlederg_x000D_ Co. Tyrone_x000D_ | 223648 | 385341 | Approved | 2012/13 | 2012-11-02 |  |  | Approved
L/2012/0097/F | 2012-02-10 | Fermanagh and Omagh | Single wind turbine | 20kw Twin Rotor wind turbine with 18m hub height to export to electrical grid (7.6m dia blades). | Cavanagh_x000D_ Newtownbutler._x000D_ | 244084 | 323133 | Approved | 2012/13 | 2012-08-23 |  |  | Approved
D/2012/0025/F | 2012-02-13 | Causeway Coast and Glens | Single wind turbine | Erection of a Wind Turbine with a Tower Height of 30m. ( To serve Business Premises) | Approx. 100m North of 7 Clintyfinnan Road_x000D_ Armoy_x000D_ Ballymoney_x000D_ Co. Antrim_x000D_ BT53 8TW._x000D_ | 304212 | 430938 | Approved | 2012/13 | 2012-08-31 |  |  | Approved
D/2012/0027/F | 2012-02-13 | Causeway Coast and Glens | Single wind turbine | Erection of Single Wind Turbine - 32.3 Hub Height with 16m Blades, 250kw Output. | 230m SW of 157 Garryduff Road Dunloy Ballymena Co. Antrim BT53 7DR. | 299021 | 420793 | Approved | 2013/14 | 2013-05-23 |  |  | Approved
D/2012/0028/F | 2012-02-13 | Causeway Coast and Glens | Single wind turbine | Proposed erection of a wind turbine with a 30m hub height and a 30m rotor diameter with a maximum output not exceeding 250kW. | 575m West of 145 Corkey Road_x000D_ Loughgiel_x000D_ Ballymena_x000D_ Co.Antrim._x000D_ | 307876 | 422725 | Approved | 2012/13 | 2013-02-01 |  |  | Approved
I/2012/0052/F | 2012-02-13 | Mid Ulster | Single wind turbine | Erection of a single wind turbine, rated 225kw, for supply of electricity to the farm of 46 Keerin Road and excess to the grid. Hub height 40m, blade length 14.5m, rotor diameter 29m, total height c.54.5m (Amended proposal, plans and Landscape Character a | 900m NW of 46 Keerin Road_x000D_ Broughderg_x000D_ Omagh_x000D_ | 265147 | 384350 | Withdrawn | 2012/13 | 2013-02-12 |  |  | Withdrawn
J/2012/0039/F | 2012-02-13 | Derry and Strabane | Single wind turbine | Erection of a 250kw wind turbine with a tower height of 31m | Approx 830m NE of 106 Ligford Road_x000D_ Plumbridge_x000D_ | 246608 | 392275 | Refused | 2012/13 | 2012-11-28 |  |  | Refused
J/2012/0040/F | 2012-02-13 | Derry and Strabane | Single wind turbine | A single wind turbine up to 250kw with hub height of up to 40m and a blade radius of up to 14.5m and all ancillary works and associated development incl. turbine assembly area, NIE kiosk and alteration of existing entrance, for farm diversification | 447m South of Raspberry Hill Health Farm 29 Bonds Glen Road Donemana Co Tyrone | 247326 | 404511 | Withdrawn | 2013/14 | 2013-09-19 |  |  | Withdrawn
J/2012/0044/F | 2012-02-13 | Strategic Planning Division | Single wind turbine | Erection of a 250kw wind turbine at hub height of 41m | 320m SW of 16 Coolaghy Road Ardstraw Newtownstewart | 235218 | 386679 | Approved | 2013/14 | 2013-10-25 |  |  | Approved
K/2012/0070/F | 2012-02-13 | Strategic Planning Division | Single wind turbine | Erection of 1no 20kw wind turbine. Hub height 20m. Rotar diameter 12.8m | Approx 220m East of 133 Rossnareen Road Kilknock Trillick. BT78 3QJ_x000D_ | 236513 | 354492 | Approved | 2012/13 | 2012-10-09 |  |  | Approved
K/2012/0071/F | 2012-02-13 | Fermanagh and Omagh | Single wind turbine | Proposed erection of a wind turbine with a 30m hub height and a 30m rotor diameter with a maximum output not exceeding 250kw | 311m NE of 51 Foremass Road Upper_x000D_ Sixmilecross_x000D_ | 259135 | 365931 | Approved | 2012/13 | 2012-11-07 |  |  | Approved
K/2012/0073/F | 2012-02-14 | Fermanagh and Omagh | Single wind turbine | Erection of 250kw wind turbine with 32.3m hub height and 32m blade diameter (Amended Proposal) | 180 NE of 72 Curr Road Beragh Omagh BT79 0QW | 252459 | 364317 | Approved | 2013/14 | 2013-07-16 |  |  | Approved
L/2012/0099/F | 2012-02-14 | Fermanagh and Omagh | Single wind turbine | A single wind turbine with a tower height of 40m, 33m blade diameter and a maximum output not exceeding 250kw for farm diversification | Lands approx 1km south of Molly Road_x000D_ Doon_x000D_ Derrylin_x000D_ | 225261 | 325400 | Withdrawn | 2012/13 | 2012-12-31 |  |  | Withdrawn
T/2012/0045/F | 2012-02-14 | Antrim and Newtownabbey | Single wind turbine | _x0010_A single wind turbine to provide power to Muckamore Abbey Hospital | Approx 370m South East of Muckamore Abbey Hospital entrance_x000D_ | 317061 | 384007 | Withdrawn | 2012/13 | 2013-01-21 |  |  | Withdrawn
Y/2012/0044/F | 2012-02-14 | Lisburn and Castlereagh | Single wind turbine | Erection of wind turbine (50m high, 54m diameter) to provide power to Knockbracken Healthcare Park | Approx 550m South East of Knockbracken Healthcare Park entrance_x000D_ | 335476 | 367467 | Withdrawn | 2012/13 | 2013-03-04 |  |  | Withdrawn
G/2012/0062/F | 2012-02-15 | Mid and East Antrim | Single wind turbine | Erection of Single Wind Turbine - 32.3m Hub Height with 16m Blades, 250kw Output | 350m NW of 15 Moneyduff Road Clough | 310143 | 416465 | Approved | 2013/14 | 2013-05-24 |  |  | Approved
L/2012/0107/F | 2012-02-15 | Strategic Planning Division | Single wind turbine | Proposed 250kw wind turbine with mast height 30m,blade diameter 30m to provide electricity for export to the grid. | Approx 668m North East of 85 Edemamohill Under Road Ederney_x000D_ Co Fermanagh._x000D_ | 224686 | 366876 | Approved | 2012/13 | 2013-01-09 |  |  | Approved
L/2012/0109/F | 2012-02-15 | Fermanagh and Omagh | Single wind turbine | Proposed 250kw wind turbine with mast height 30m, blade diameter 30m, to produce electricity for export to the grid. | Approx 1020m North West of 85 Edenamohill Under Lack Road Ederney._x000D_ | 223996 | 367063 | Approved | 2012/13 | 2013-03-26 |  |  | Approved
P/2012/0138/F | 2012-02-15 | Newry, Mourne and Down | Single wind turbine | Erection of 225 kw wind turbine with 30.4 metre hub height and 29.1 metre blade diameter | 370 metres north west of 44 Blaney Road Newtownhamilton | 290334 | 326188 | Withdrawn | 2013/14 | 2014-01-31 |  |  | Withdrawn
K/2012/0079/F | 2012-02-16 | Fermanagh and Omagh | Single wind turbine | Erection of a 250kw wind turbine, hub height 30m, rotor diameter 26m, including sub-station and extending existing stone lane by 120m. Exporting to NIE grid. | 632m SE of 69 Rosnareen Road Golan Glebe Trillick_x000D_ | 233996 | 353055 | Approved | 2012/13 | 2012-11-14 |  |  | Approved
H/2012/0056/F | 2012-02-17 | Mid Ulster | Single wind turbine | Erection of 1 No. 250KW Wind Turbine with a Hub Height of 40m to Support Farm Business with Excess Sold to Grid | 425m North of 43 Ballymacpeake Road_x000D_ Portglenone_x000D_ | 292195 | 404261 | Withdrawn | 2012/13 | 2013-01-17 |  |  | Withdrawn
I/2012/0056/F | 2012-02-17 | Mid Ulster | Single wind turbine | Erection of 225kw wind turbine with 30.4m hub height and 29.1m blade diameter (amended turbine type) | 170m NW of 17 Ballygrooby Road Moneymore | 287686 | 383046 | Refused | 2014/15 | 2014-10-23 |  |  | Refused
K/2012/0088/F | 2012-02-17 | Fermanagh and Omagh | Single wind turbine | Erection of 1 no 20 kw wind turbine. Hub height 20m, rotar diameter 13.1m - export to the grid | 160 Moneygar Road_x000D_ Trillick_x000D_ Co Tyrone_x000D_ | 239028 | 355903 | Approved | 2012/13 | 2013-03-07 |  |  | Approved
L/2012/0116/F | 2012-02-17 | Fermanagh and Omagh | Single wind turbine | Single 250kw wind turbine on a farm; rotor diameter 30m and hub height 45m, total 60m. | Site located some 600m south east of Coa Road_x000D_ Cooltrain_x000D_ Ballinamallard_x000D_ accessed via existing hardcore landway._x000D_ | 228700 | 348858 | Approved | 2012/13 | 2012-08-20 |  |  | Approved
J/2012/0048/F | 2012-02-20 | Derry and Strabane | Single wind turbine | Erection of 250KW Wind Turbine at Hub Height of 41M to Serve Quarry Business and Grid | 300M North East of 11 Derg Road Victoria Bridge Strabane Co. Tyrone BT82 9JW | 235471 | 387972 | Approved | 2013/14 | 2014-01-06 |  |  | Approved
J/2012/0049/F | 2012-02-20 | Derry and Strabane | Single wind turbine | Erection of 250kW wind turbine at hub height of 41m to serve quarry and grid | 340m South East of 16 Keenaghan Road_x000D_ Strabane_x000D_ Co Tyrone_x000D_ | 239603 | 399166 | Approved | 2012/13 | 2012-12-21 |  |  | Approved
O/2012/0102/F | 2012-02-22 | Armagh, Banbridge and Craigavon | Single wind turbine | Proposed 250 kw wind turbine with 50m hub height and 15m radius blade. | 475 metres west south west of 27 Aughnagurgan Road Armagh BT60 3DA | 287387 | 329231 | Refused | 2013/14 | 2014-01-08 |  |  | Refused
D/2012/0033/F | 2012-02-23 | Causeway Coast and Glens | Single wind turbine | Proposed site for new 225kw wind turbine with a hub height of 40m and a blade tip up to 55.0m to farm and grid. (along with associated control room) | Approx 160m West North West from 127 Corkey Road Loughguile | 308248 | 423040 | Refused | 2013/14 | 2013-08-06 |  |  | Refused
S/2012/0099/F | 2012-02-23 | Lisburn and Castlereagh | Single wind turbine | Amendment to previous approval S/2010/0512/F for change of turbine type and increase in height from approved 18m (to hub) to 24m (to hub). | Lands approx. 125m to south of 58 Dromara Road Ballynahinch BT24 8JW | 333694 | 350394 | Approved | 2013/14 | 2013-07-04 |  |  | Approved
D/2012/0035/F | 2012-02-24 | Causeway Coast and Glens | Single wind turbine | Amendment to D/2010/0292/F from 18m Wind Turbine to 24m Wind Turbine for Farm and Export to Grid | 24m Wind Turbine at 150m SE of 14 Ballymaconnelly Road Rasharkin BT44 8TA | 294711 | 414222 | Withdrawn | 2013/14 | 2013-06-10 |  |  | Withdrawn
D/2012/0036/F | 2012-02-24 | Causeway Coast and Glens | Single wind turbine | Amendment to D/2010/0187/F from 18m Wind Turbine to 24m Wind Turbine for Farm and Export to Grid | 24m Wind Turbine at 80m South of 83 Tamlaght Road Rasharkin BT44 8RL | 297771 | 409385 | Approved | 2013/14 | 2013-12-30 |  |  | Approved
R/2012/0112/F | 2012-02-24 | Strategic Planning Division | Single wind turbine | Erection of a single 225kW wind turbine and associated groundworks with a max hub height of 40m and a max rotor diameter of 29m | Approx. 525m north west of no. 136 Loughinisland Road Annacloy BT30 8JJ | 343482 | 347836 | Approved | 2013/14 | 2014-01-31 |  |  | Approved
D/2012/0038/F | 2012-02-27 | Causeway Coast and Glens | Single wind turbine | Proposed Wind Turbine not Exceeding 250kw for Farm and Business Use with Excess Electric going to the Grid. | 710m West of 290 Frosses Road_x000D_ Cloughmills_x000D_ Ballymena_x000D_ Co. Antrim_x000D_ BT44 9NF._x000D_ | 305112 | 416602 | Approved | 2012/13 | 2013-02-28 |  |  | Approved
K/2012/0097/F | 2012-02-27 | Fermanagh and Omagh | Single wind turbine | Construction and operation of a single 250KW wind turbine on existing quarry site, 46m tower height 30m blade diameter, using existing site access and electrical connection | Mountfield Quarry Mountfield Omagh BT79 7QD Co Tyrone | 255866 | 378835 | Refused | 2014/15 | 2014-10-22 |  |  | Refused
A/2012/0079/F | 2012-02-28 | Derry and Strabane | Single wind turbine | 20kw wind turbine - hub height 20 metres | 135m north west of 120 Foreglen Road Claudy | 255761 | 409125 | Withdrawn | 2013/14 | 2013-06-03 |  |  | Withdrawn
I/2012/0077/F | 2012-02-28 | Mid Ulster | Single wind turbine | Proposed wind turbine with a max tower height of 40m and a max output of 225kw with export to the Grid | 200m NW of 12 Murnells Road_x000D_ Pomeroy_x000D_ | 267326 | 376108 | Approved | 2012/13 | 2012-10-23 |  |  | Approved
I/2012/0078/F | 2012-02-28 | Mid Ulster | Single wind turbine | Proposed wind turbine with a max tower height of 40m and a max output of 225kw with export to the Grid | 340m NW of 12 Murnells Road Pomeroy | 267290 | 376252 | Refused | 2013/14 | 2013-11-18 |  |  | Refused
L/2012/0139/F | 2012-02-28 | Fermanagh and Omagh | Single wind turbine | Erection of 1 No 20kw - 250kw wind turbine. Hub height 30m , rotor diameter 26m including underground connection to existing NIE sub-station and exporting to NIE grid. | 300 metres east of 33 Killymittan Road_x000D_ Killymittan_x000D_ Ballinamallard_x000D_ Co Fermanagh_x000D_ BT94 2FW_x000D_ | 228849 | 352562 | Approved | 2012/13 | 2012-10-19 |  |  | Approved
T/2012/0062/F | 2012-02-28 | Antrim and Newtownabbey | Single wind turbine | Proposed single 250kw wind turbine on a farm, rotor diameter 30m and hub height 30m overall height 45m | Site located approximately 950 metres south of 31 Tardree Road Barnish Kells accessed via existing hardcored laneway | 319669 | 393080 | Approved | 2013/14 | 2013-06-04 |  |  | Approved
D/2012/0041/F | 2012-02-29 | Causeway Coast and Glens | Single wind turbine | A single 225kw wind turbine with a tower height of 30m | 430m South East of 250 Drones Road_x000D_ Dunloy_x000D_ | 305418 | 421917 | Approved | 2012/13 | 2012-09-06 |  |  | Approved
D/2012/0042/F | 2012-02-29 | Strategic Planning Division | Single wind turbine | Renewal of planning permission D/2005/0628/F for the erection of 1xSingle Wind Turbine (max 120m overall height), associated transformers, upgrade existing tracks, create new access tracks, gates electrical cabling, crane hard standing, temporary small si | Land approximately 800m north of Glenbuck Road_x000D_ Dunloy_x000D_ Ballymoney_x000D_ in the townland of Glenbuck_x000D_ Bt44 9EL_x000D_ | 300834 | 416058 | Approved | 2012/13 | 2012-12-10 |  |  | Approved
J/2012/0061/F | 2012-02-29 | Derry and Strabane | Single wind turbine | Proposed 250kw wind turbine (40m tower and 27m blade) for connection to the grid. | 140m NW of 19 Strahans Road Strabane | 232248 | 395799 | Withdrawn | 2014/15 | 2014-12-05 |  |  | Withdrawn
L/2012/0142/F | 2012-02-29 | Fermanagh and Omagh | Single wind turbine | Amendment to existing approved application L/2010/0771/F; a single wind turbine with tower height of 40m and rotor diameter of 33m for export to grid. | 160m north of building at Keeranbeg_x000D_ Magheraveely_x000D_ Enniskillen_x000D_ BT92 6AT._x000D_ | 242217 | 330568 | Approved | 2012/13 | 2012-07-23 |  |  | Approved
D/2012/0043/F | 2012-03-01 | Causeway Coast and Glens | Single wind turbine | Erection of single wind turbine - 32.3 hub height with 16m blades, 250kw output. | 300m NW of 81 Glenbuck Road Dunloy BT44 9EL | 300798 | 415668 | Approved | 2013/14 | 2013-07-16 |  |  | Approved
E/2012/0038/F | 2012-03-01 | Causeway Coast and Glens | Single wind turbine | Proposed Erection of a 31m Hub Height Vestas V27 225kw Wind Turbine to serve farm and Export Surplus to the Grid. | Site 152m SE of 140 Glenshesk Road_x000D_ Armoy_x000D_ Ballymoney_x000D_ Co. Antrim_x000D_ BT53 8SA._x000D_ | 309870 | 432913 | Approved | 2012/13 | 2013-03-27 |  |  | Approved
C/2012/0091/F | 2012-03-02 | Causeway Coast and Glens | Single wind turbine | Change of turbine from that previously approved under planning ref C/2010/0686/F (hub height 32m) to a Vergnet wind turbine with 32.3m hub height and 16m blades (250kw). Same location. | 140m SW of 67 Altikeeragh Road_x000D_ Castlerock_x000D_ | 275274 | 432073 | Approved | 2012/13 | 2012-04-25 |  |  | Approved
H/2012/0072/F | 2012-03-02 | Mid Ulster | Single wind turbine | Revised dimensions to a single Wind Turbine up to 250kw with a hub height of up to 55m, revised to 40m hub height and a blade radius of up to 13.5m and revised site entrance for farm diversification, comprising alteration of approved entrance (PL Ref H/2009/0170/O), amended and proposed new access tracts of 4.0m width, turbine assembly area, NIE kiosk and all ancillary works and associated development. | 351m North of 35 Ballybriest Road Draperstown Magherafelt | 276203 | 389422 | Approved | 2013/14 | 2013-06-24 |  |  | Approved
I/2012/0084/F | 2012-03-02 | Mid Ulster | Single wind turbine | Erection of a 225kw wind turbine with a hub height of 40m to supplement farm business with excess sold to the grid | 271m SW of 44 Mawillian Road Coagh | 288958 | 381004 | Approved | 2014/15 | 2014-12-10 |  |  | Approved
J/2012/0064/F | 2012-03-02 | Derry and Strabane | Single wind turbine | Erection of a 250kw wind turbine at hub height of 31m to serve farm and grid | 320m SW of 23 Douglas Road Newtownstewart | 239327 | 387423 | Approved | 2013/14 | 2013-10-23 |  |  | Approved
J/2012/0065/F | 2012-03-02 | Derry and Strabane | Single wind turbine | Erection of a 250kw wind turbine at hub height of 31m to serve house and grid | 350m SW of 110 Culvacullion Road_x000D_ Plumbridge_x000D_ | 248249 | 390610 | Withdrawn | 2012/13 | 2012-10-29 |  |  | Withdrawn
S/2012/0118/F | 2012-03-02 | Lisburn and Castlereagh | Single wind turbine | Erection of single wind turbine-32.3m hub height with 16m blades (250kw output)-Amended drawing and info submitted) | Lands 250m west 35 Tullyrusk Road Dundrod | 322666 | 373208 | Approved | 2014/15 | 2014-05-09 |  |  | Approved
D/2012/0045/F | 2012-03-05 | Causeway Coast and Glens | Single wind turbine | Nordtank 150kw Wind Turbine, 30m Tower Height, 12.3m Blade Length. | Approx. 90m SW of 31 Burnquarter Lane_x000D_ Ballymoney_x000D_ Co. Antrim_x000D_ BT53 7DQ_x000D_ | 298601 | 420424 | Approved | 2012/13 | 2013-03-27 |  |  | Approved
E/2012/0043/F | 2012-03-05 | Causeway Coast and Glens | Single wind turbine | Proposed Erection of a 31m Hub Height Vestas V27 225kw Wind Turbine to serve Farm and Export Surplus to the Grid. | 120m South of 23 Islandranny Road Bushmills Co. Antrim BT57 8YE. | 299360 | 438593 | Approved | 2013/14 | 2013-04-10 |  |  | Approved
J/2012/0071/F | 2012-03-06 | Derry and Strabane | Single wind turbine | Proposed erection of a turbine with an output of up to 250 kW, a hub height of 31m and tip height of 45.5 metres (for connection to the grid) (AMENDED NOISE REPORT RECEIVED) | 310m SW of 195 Melmount Road Sion Mills Co Tyrone | 234028 | 392026 | Approved | 2014/15 | 2015-03-31 |  |  | Approved
K/2012/0113/F | 2012-03-06 | Fermanagh and Omagh | Single wind turbine | Proposed 250kw wind turbine with a 30m hub height | 170m NW of 2 Leap Lane_x000D_ Omagh_x000D_ | 249780 | 370307 | Approved | 2012/13 | 2013-01-04 |  |  | Approved
K/2012/0116/F | 2012-03-06 | Fermanagh and Omagh | Single wind turbine | Erection of a 20kw wind turbine hub height 20.6m. Blade swept diameter 12.8m for the purpose of exporting green energy to the grid | 200m NW of 86 Rossnareen Road Trillick | 234552 | 354448 | Refused | 2014/15 | 2015-03-31 |  |  | Refused
L/2012/0158/F | 2012-03-06 | Fermanagh and Omagh | Single wind turbine | Wind turbine 3kw / hub height 10m / blade diameter 4.8m | 76 Croghrim_x000D_ Brockagh Bridge_x000D_ Florencecourt_x000D_ Co Fermanagh BT92 1BJ_x000D_ | 217462 | 337201 | Approved | 2012/13 | 2012-10-19 |  |  | Approved
C/2012/0099/F | 2012-03-07 | Causeway Coast and Glens | Single wind turbine | Replacement of existing Vestas Wind Turbine (33m hub height) with a NPS 100-24 90 kwwind turbine (40m hub height) to power farm and export surplus power to grid. | 190m NE of 45 Dullaghy Road_x000D_ Garvagh_x000D_ | 287049 | 413121 | Withdrawn | 2012/13 | 2012-11-28 |  |  | Withdrawn
I/2012/0095/F | 2012-03-07 | Mid Ulster | Single wind turbine | Proposed erection of a 31m hub height Vestas V27 225 kw wind turbine to serve farm and export surplus to the grid | Site 320m North of 4 Drumgarrell Road Cookstown Co Tyrone | 284571 | 378998 | Withdrawn | 2014/15 | 2015-01-19 |  |  | Withdrawn
O/2012/0125/F | 2012-03-07 | Armagh, Banbridge and Craigavon | Single wind turbine | A single 225kw wind turbine with a tower height of 40 metres. | 180 metres north east of 252a Newtownhamilton Road Farranamucklagh Armagh | 289787 | 336487 | Approved | 2013/14 | 2013-12-10 |  |  | Approved
K/2012/0120/F | 2012-03-08 | Fermanagh and Omagh | Single wind turbine | Proposed site for new wind turbine up to 250kW, with a hub height up to 40m and up to 54.5m to the blade tip complete with control room | Approx 280m South East from 277 Whitebridge Road Carrickmore | 262813 | 368875 | Refused | 2014/15 | 2014-10-15 |  |  | Refused
L/2012/0164/F | 2012-03-08 | Fermanagh and Omagh | Single wind turbine | Proposed erection of 1 no. 225kw wind turbine on 31m mono-pole and 27m rotor diameter. | Lands 611m North-East of 24 Royal Oak Road_x000D_ Baltreagh_x000D_ Lisnaskea_x000D_ BT92 5GE._x000D_ | 239443 | 331943 | Approved | 2012/13 | 2012-12-27 |  |  | Approved
L/2012/0165/F | 2012-03-08 | Fermanagh and Omagh | Single wind turbine | Proposed erection of 1 no. 225kw wind turbine on 31m mono-pole and 29m rotor diameter. | Lands 347m North-West of 50 Caldrum Road_x000D_ Derrygonnelly_x000D_ BT93 6LR._x000D_ | 211400 | 353587 | Approved | 2012/13 | 2012-07-23 |  |  | Approved
L/2012/0166/F | 2012-03-08 | Fermanagh and Omagh | Single wind turbine | Proposed erection of 1 No. 12kw wind turbine on 18m mono-pole + 7.2m rotor diameter | Lands 143m south of 276 Monea Road_x000D_ Enniskillen _x000D_ Co. Fermanagh. BT74 8LT_x000D_ | 215274 | 349254 | Approved | 2012/13 | 2012-12-21 |  |  | Approved
L/2012/0167/F | 2012-03-08 | Fermanagh and Omagh | Single wind turbine | Proposed erection of 1 no. 225kw wind turbine on 31m mono-pole and 27m rotor diameter. | Lands 73m South-East of 57 Lettergreen Road Kilmacbrack Donagh BT92 6BF. | 240805 | 329111 | Refused | 2014/15 | 2014-09-25 |  |  | Refused
D/2012/0049/F | 2012-03-09 | Causeway Coast and Glens | Single wind turbine | Proposed 55kw Endurance E-3120 ( 24.6m Hub - Tube Tower ) Wind Turbine to support Existing Business. Existing Gala Wind Turbine to be Decommissioned and Removed. | 1 Ballycregagh Road Drumbare Cloughmills Ballymena Co. Antrim BT44 9LD. | 306746 | 417691 | Withdrawn | 2013/14 | 2013-04-26 |  |  | Withdrawn
I/2012/0100/F | 2012-03-09 | Mid Ulster | Single wind turbine | Proposed amendment to previously approved wind turbine I/2010/0388/F to enable the erection of a wind turbine with a maximum hub height of 50m and up to a 30m rotor diameter with a maximum output not exceeding 250kW (tower to be either monopole or lattice | Approx 120m SE of 151 Mullanihoe Road_x000D_ Ardboe_x000D_ | 294281 | 375383 | Withdrawn | 2012/13 | 2012-12-20 |  |  | Withdrawn
J/2012/0075/F | 2012-03-09 | Derry and Strabane | Single wind turbine | Proposed erection of a 31m hub height Vestas V29 225 kw wind turbine to the grid | 387m South East of 4 Hollyhill Road Strabane Co Tyrone | 237580 | 399421 | Withdrawn | 2014/15 | 2014-06-13 |  |  | Withdrawn
K/2012/0122/F | 2012-03-09 | Fermanagh and Omagh | Single wind turbine | Proposed installation of a wind turbine (not to exceed 250kw) on a tubular tower of up to 40m height with blades up to 55m (to tip height) and with associated switch room to power engineering works | Lands 227m NW of 122b Cloughfin Road_x000D_ Sixmilecross_x000D_ | 261370 | 366639 | Approved | 2012/13 | 2013-03-06 |  |  | Approved
M/2012/0109/F | 2012-03-09 | Mid Ulster | Single wind turbine | Proposed 50kw Endurance E-3120 wind turbine to support existing dairy farm business | 332m WNW of 148 Omagh Road Ballygawley | 258927 | 359515 | Approved | 2013/14 | 2013-04-12 |  |  | Approved
M/2012/0111/F | 2012-03-09 | Mid Ulster | Single wind turbine | Amendment to existing planning approval M/2011/0524/F. Erection of 1 no wind turbine, alteration of mono-pole height from 30m to 32m and blade diameter from 27m to 32m | Lands 160m NE of 74 Ballyness Road_x000D_ Clogher_x000D_ Co Tyrone_x000D_ | 244667 | 352537 | Approved | 2012/13 | 2012-09-17 |  |  | Approved
U/2012/0059/F | 2012-03-09 | Antrim and Newtownabbey | Single wind turbine | Erection of 1 no 10kw wind turbine on 25m mono pole and rotor diameter of 7m | Lands 282m South East of 58 Bernice Road_x000D_ Kilgreel_x000D_ Newtownabbey_x000D_ Co Antrim_x000D_ BT36 4QZ_x000D_ | 326605 | 382121 | Refused | 2012/13 | 2012-07-03 |  |  | Refused
D/2012/0053/F | 2012-03-12 | Causeway Coast and Glens | Single wind turbine | 24m High Wind Turbine for Farm and Export to Grid. | 190m SW of 79 Tamlaght Road Rasharkin Ballymena Co. Antrim BT44 8TH | 297036 | 409518 | Approved | 2013/14 | 2013-05-31 |  |  | Approved
G/2012/0109/F | 2012-03-12 | Mid and East Antrim | Single wind turbine | A single wind turbine up 250kw with a maximum tower height of up to 40m and a maximum blade radius of up to 30m for farm diversification, comprising proposed entrance, amended and proposed new access tracks of 4.0m width, relocation of existing soakaway area, turbine assembly area, NIE kiosk and all ancillary works and associated development | 248 metres North of 24 Omerbane Road Scotchmerbane Townland Ballymena Co. Antrim | 311527 | 418157 | Approved | 2013/14 | 2013-06-10 |  |  | Approved
K/2012/0124/F | 2012-03-12 | Fermanagh and Omagh | Single wind turbine | Proposed erection of a wind turbine with a 46m hub height and a 30m rotor diameter with a maximum output not exceeding 250kw | 752m SSE of 19 Gortgranagh Road_x000D_ Newtownstewart_x000D_ | 239922 | 383017 | Approved | 2012/13 | 2012-12-05 |  |  | Approved
K/2012/0125/F | 2012-03-12 | Fermanagh and Omagh | Single wind turbine | Proposed erection of a wind turbine with a 30m hub height and a 30m rotar diameter with a maximum output not exceeding 250kw | 532m North West of 56 Ballintrain Road_x000D_ Sixmilecross_x000D_ Co Tyrone_x000D_ | 260103 | 371448 | Withdrawn | 2012/13 | 2012-09-25 |  |  | Withdrawn
Q/2012/0091/F | 2012-03-12 | Armagh, Banbridge and Craigavon | Single wind turbine | Erection of a wind turbine with a 30m Hub height and a 30m Rotor Diameter with a maximum output not exceeding 250kW. | 285m South-East of 57 Lower Quilly Road Dromore BT25 1LJ | 318053 | 352505 | Withdrawn | 2016/17 | 2016-08-11 |  |  | Withdrawn
F/2012/0052/F | 2012-03-13 | Mid and East Antrim | Single wind turbine | Proposed erection of a wind turbine, 50kW generator with a 24.6m hub height in substitution for previously approved 50kW wind turbine with a 24m high (approx) hub height under F/2010/0231/F (amended siting) | Site located approximately 246m south east of 49 Deerpark Road_x000D_ Glenarm_x000D_ | 329165 | 408108 | Approved | 2012/13 | 2012-10-11 |  |  | Approved
G/2012/0111/F | 2012-03-13 | Mid and East Antrim | Single wind turbine | Erection of single wind turbine - 32.3m hub height with 16m blades, 250kw output | 360m South of 20 Carnlea Road North Ballyclare | 325875 | 396717 | Approved | 2013/14 | 2013-11-21 |  |  | Approved
K/2012/0131/F | 2012-03-13 | Fermanagh and Omagh | Single wind turbine | Proposed installation of a wind turbine (not to exceed 250kW) on a tubular tower of up to 51.5m height with blades up to 66.5m height and with associated switch room | 380m South West of no 51 Effernan Road_x000D_ Dreigh_x000D_ Trillick_x000D_ Co Tyrone_x000D_ | 232049 | 354156 | Approved | 2012/13 | 2013-02-05 |  |  | Approved
L/2012/0176/F | 2012-03-13 | Fermanagh and Omagh | Single wind turbine | 225kw wind turbine with 30m Tower for Electricity Production. (27m Blade Dia) | 400m From Kismullen Road_x000D_ Largy_x000D_ Lack_x000D_ | 226472 | 365243 | Refused | 2012/13 | 2012-08-23 |  |  | Refused
Q/2012/0093/F | 2012-03-13 | Armagh, Banbridge and Craigavon | Single wind turbine | 10kw wind turbine with hub height of 18m (total height 21.3m) | 47 Greenhill Road Katesbridge BT32 5QY | 319832 | 338199 | Approved | 2013/14 | 2013-05-30 |  |  | Approved
G/2012/0113/F | 2012-03-14 | Mid and East Antrim | Single wind turbine | Erection of 250kw wind turbine with 32.3m hub height and 32m blade diameter | 300m NW of 26 Dungonnell Road Glenravel | 318482 | 417568 | Approved | 2013/14 | 2013-06-14 |  |  | Approved
K/2012/0132/F | 2012-03-14 | Fermanagh and Omagh | Single wind turbine | Erection of a 250kw wind turbine at hub height of 30m to serve farm and grid | 370m NW of 62 Devesky Road_x000D_ Carrickmore_x000D_ | 263853 | 373887 | Approved | 2012/13 | 2012-11-07 |  |  | Approved
L/2012/0188/F | 2012-03-16 | Fermanagh and Omagh | Single wind turbine | Amendment to previous approval L/2010/0419. Amendment to approved wind turbine from lattice tower to monopole (tubular)tower. | Lands 204 meters North-East of N0.16 Castlederg Road_x000D_ Drumbrick_x000D_ Ederney_x000D_ Enniskillen_x000D_ BT93 1HU._x000D_ | 222081 | 367300 | Approved | 2012/13 | 2012-06-25 |  |  | Approved
T/2012/0079/F | 2012-03-16 | Antrim and Newtownabbey | Single wind turbine | Erection of 1 no. wind turbine with hub height of 40m to suppliment farm business with excess sold to the grid | 435m East of 127 Magheralane Road Randalstown | 309222 | 392931 | Refused | 2013/14 | 2013-04-26 |  |  | Refused
D/2012/0059/F | 2012-03-20 | Causeway Coast and Glens | Single wind turbine | Installation of a 250kw Wind Turbine connected into the NIE's 11kv distribution system. | Lands 770m to the East North East of 188 Corkey Road Ballymena Co.Antrim BT44 9JB. | 309836 | 421881 | Approved | 2013/14 | 2013-06-03 |  |  | Approved
H/2012/0097/F | 2012-03-20 | Mid Ulster | Single wind turbine | Proposed erection of a 150kw wind turbine with a tower height of 30m with connection direct into the grid and also to reduce farm energy use | 345m South of 322 Hillhead Road Knockloughrim Magherafelt | 289762 | 396327 | Approved | 2013/14 | 2013-09-11 |  |  | Approved
I/2012/0114/F | 2012-03-20 | Mid Ulster | Single wind turbine | Erection of a 225kw wind turbine for supply of electricity to farm located at 41 Keerin Road and excess electricity supplied to the grid (Revised Visual Assessment - photomontage and wireframe). | 356m North West of 41 Keerin Road Broughderg Omagh Tyrone BT79 8HU_x000D_ | 265760 | 384043 | Withdrawn | 2012/13 | 2013-02-12 |  |  | Withdrawn
N/2012/0114/F | 2012-03-20 | Armagh, Banbridge and Craigavon | Single wind turbine | Erection of a 6KW wind turbine on a 9 metre mast with a total height of 11.75 metres for demonstration purposes | 50 metres north of 180 Gilford Road Portadown BT63 5LF | 302947 | 352529 | Approved | 2013/14 | 2013-10-29 |  |  | Approved
O/2012/0141/F | 2012-03-20 | Armagh, Banbridge and Craigavon | Single wind turbine | Installation of a 250Kw wind turbine with a 50 m hub height and 30m Blade diameter including maintenance laneway | 183 metres south west of 17 Mavemacullen Road_x000D_ Tandragee_x000D_ | 300702 | 341718 | Approved | 2012/13 | 2012-07-16 |  |  | Approved
T/2012/0084/F | 2012-03-20 | Antrim and Newtownabbey | Single wind turbine | The erection of a 2.6kw electric wind turbine (Overall height to top of blade 7m) | 160 Seven Mile Straight Muckamore | 321499 | 381904 | Approved | 2013/14 | 2013-08-29 |  |  | Approved
F/2012/0056/F | 2012-03-21 | Mid and East Antrim | Single wind turbine | Erection of a Bonus 150KW" Wind turbine hub height 30m | 200m SE of 23 Browndod Road Larne BT40 3JS_x000D_ | 338581 | 399806 | Approved | 2012/13 | 2012-09-28 |  |  | Approved
A/2012/0111/F | 2012-03-22 | Derry and Strabane | Single wind turbine | Erection of a 20KW wind turbine with a tower height of 20 metres | Approx. 110M. South West of 26 Tamnagh Road Park | 259980 | 400569 | Withdrawn | 2013/14 | 2013-08-27 |  |  | Withdrawn
K/2012/0140/F | 2012-03-22 | Fermanagh and Omagh | Single wind turbine | Proposed 55kW Endurance E-3120 (24.6m Hub - Tube Tower) wind turbine under Measure 3.1 - Farm Diversification of the DARD Rural Development Programme - "Rural Life." | 75m SW of 47 Modagh Road Clogherny Glebe Upper Beragh County Tyrone BT79 0RW | 254733 | 364452 | Approved | 2013/14 | 2013-07-18 |  |  | Approved
P/2012/0237/F | 2012-03-22 | Newry, Mourne and Down | Single wind turbine | Erection of wind turbine on a 30 metre tower | 130 metres north west of 4 Ballylough Road BT34 1TE | 307272 | 333753 | Refused | 2014/15 | 2015-03-18 |  |  | Refused
Q/2012/0106/F | 2012-03-22 | Newry, Mourne and Down | Single wind turbine | Erection of wind turbine on a 40 metre tower | 270m North East of 158 Dundrum Road Dromara Dromore | 332639 | 349885 | Approved | 2013/14 | 2014-03-31 |  |  | Approved
R/2012/0153/F | 2012-03-22 | Newry, Mourne and Down | Single wind turbine | Wind turbine on a 50m tower | 670m SE 4 Newline Crossgar BT30 9EP | 346599 | 351573 | Approved | 2014/15 | 2014-08-07 |  |  | Approved
J/2012/0090/F | 2012-03-23 | Derry and Strabane | Single wind turbine | Erection of single wind turbine - 32.3m hub height with 16m blades, 250kw output | 305m West of 56 Kilmore Road_x000D_ Drumquin_x000D_ | 230091 | 377890 | Approved | 2012/13 | 2012-10-29 |  |  | Approved
K/2012/0143/F | 2012-03-23 | Fermanagh and Omagh | Single wind turbine | Removal of 10kw wind turbine on 12m tower (K/2008/0457/F) and replacement and removal with 10kw wind turbine on 25m mono-pole (blade diameter of 7m) | 200m W of 33 Botera Upper Road Cavancaw Omagh_x000D_ | 240304 | 370318 | Approved | 2012/13 | 2013-03-08 |  |  | Approved
S/2012/0182/F | 2012-03-23 | Lisburn and Castlereagh | Single wind turbine | A single electricity generation wind turbine with a hub height of 50 metres and a blade diameter of 33 metres, 1 number hardstanding and 2 number electrical kiosks | Lands 440m South West Of Fairview 75 Tullyard Road Lisburn. BT27 5JN | 330959 | 363611 | Refused | 2017/18 | 2017-05-11 |  |  | Refused
M/2012/0146/F | 2012-03-26 | Mid Ulster | Single wind turbine | Installation of a 24.5m wind turbine to off-set electricity used in adjacent poultry houses | Approx 140m SW of 14 Altmore Road_x000D_ Pomeroy_x000D_ | 267924 | 368392 | Approved | 2012/13 | 2012-09-21 |  |  | Approved
S/2012/0183/F | 2012-03-26 | Lisburn and Castlereagh | Single wind turbine | Site for wind turbine up to 250Kw, with a hub height up 40m and up to 55.0m to the blade tip complete with control room. | approx 106m North East from 24 Mullaghdrin Road East_x000D_ Dromara_x000D_ | 330677 | 352122 | Withdrawn | 2012/13 | 2012-10-08 |  |  | Withdrawn
B/2012/0065/F | 2012-03-27 | Causeway Coast and Glens | Single wind turbine | Proposed erection of a wind turbine with a 30m hub height and a 30m rotor diameter with a maximum output not exceeding 250kW | 527m North East of 171 Glenhead Road_x000D_ Limavady_x000D_ Co. Derry_x000D_ BT49 9LW_x000D_ | 266285 | 418611 | Approved | 2012/13 | 2013-01-02 |  |  | Approved
K/2012/0148/F | 2012-03-27 | Fermanagh and Omagh | Single wind turbine | Amendment to existing approved application K/2010/0416/F; a single 250kw wind turbine with tower height of 50m. | Approx 420m South of 27 Barnaghs Road_x000D_ Inishatieve_x000D_ Co Tyrone_x000D_ | 265559 | 367332 | Approved | 2012/13 | 2012-09-06 |  |  | Approved
M/2012/0149/F | 2012-03-27 | Mid Ulster | Single wind turbine | Proposed erection of a wind turbine with a 40m hub height and a 30m rotor diameter with a maximum output not exceeding 250kw | 238m North of 81 Annaghmakeown Road_x000D_ Dungannon_x000D_ | 273720 | 364452 | Approved | 2012/13 | 2013-02-21 |  |  | Approved
M/2012/0151/F | 2012-03-27 | Mid Ulster | Single wind turbine | Proposed erection of a wind turbine with a 30m hub height and a 30m rotor diameter with a maximum output not exceeding 250kw. | 435m North North West of 72 Tulnavern Road_x000D_ Ballygawley_x000D_ Dungannon._x000D_ | 264457 | 363185 | Approved | 2012/13 | 2012-12-21 |  |  | Approved
P/2012/0241/F | 2012-03-27 | Newry, Mourne and Down | Single wind turbine | proposed erection of a wind turbine with a 30m hub height and a 30m rotor diameter with a maximum ouput not exceeding 250kw | 492m south-west of 15 Shaughan Road Newry Co Down BT35 7PF | 298566 | 325934 | Approved | 2013/14 | 2013-09-03 |  |  | Approved
D/2012/0066/F | 2012-03-28 | Causeway Coast and Glens | Single wind turbine | Installation of 2 no 50 kw wind turbines, each turbine with rotor radius 9.6m, hub height of 24.6m and tip height of 34.2m to generate a renewable source of electricity | Lisnisk_x000D_ 94 Moyan Road_x000D_ Dunloy_x000D_ Ballymena_x000D_ BT44 9BW_x000D_ | 304185 | 424035 | Approved | 2012/13 | 2012-09-06 |  |  | Approved
M/2012/0152/F | 2012-03-28 | Mid Ulster | Single wind turbine | Proposed installation of a wind turbine (not to exceed 250kw) on a tubular tower of up to 40m high with blades up to 55m (to tip height) and with associated switch room | Land 330m NW of 18 Shanmaghery Road_x000D_ Camaghy_x000D_ Pomeroy_x000D_ | 269417 | 368465 | Approved | 2012/13 | 2012-09-25 |  |  | Approved
E/2012/0061/F | 2012-03-29 | Causeway Coast and Glens | Single wind turbine | Erection of 250kw wind turbine with 32.3m hub height and 32m blade diameter. Power to farm, surplus to grid. | 700m NE of 50 Moycraig Road Bushmills (Access via Red Road)_x000D_ | 300846 | 442180 | Withdrawn | 2012/13 | 2012-10-25 |  |  | Withdrawn
E/2012/0062/F | 2012-03-29 | Causeway Coast and Glens | Single wind turbine | Erection of 250kw Wind Turbine with 32.3m Hub Height and 32m Blade Diameter. Power to Farm, Surplus to Grid. | 195m West of 129 Moycraig Road Mosside | 300324 | 438844 | Approved | 2013/14 | 2013-05-22 |  |  | Approved
E/2012/0063/F | 2012-03-29 | Causeway Coast and Glens | Single wind turbine | Erection of 250kw wind turbine with 32.3m hub height and 32m blade diameter. Power to farm, surplus to grid. | 270m SW of 103 Moyarget Road_x000D_ Ballycastle_x000D_ | 306771 | 439004 | Approved | 2012/13 | 2012-10-05 |  |  | Approved
I/2012/0128/F | 2012-03-29 | Mid Ulster | Single wind turbine | Proposed 225kw wind turbine with 50m hub height and 15m radius blade, for own use and connection to the grid | Land approx 185m NW of 22 Drumballyhugh Road Rock Cookstown | 275236 | 371735 | Approved | 2013/14 | 2013-10-10 |  |  | Approved
L/2012/0219/F | 2012-03-29 | Fermanagh and Omagh | Single wind turbine | Erection of 1 no. 80kw wind turbine (Hub height 18m & blade diameter of 18m) | Lands 348m north of 175 Lough Shore Road_x000D_ Coagh_x000D_ Enniskillen_x000D_ Co. Fermanagh. BT93 7DZ_x000D_ | 220547 | 348570 | Approved | 2012/13 | 2012-10-22 |  |  | Approved
L/2012/0220/F | 2012-03-29 | Fermanagh and Omagh | Single wind turbine | Change of turbine from that previously approved under planning ref L/2011/0680/F (hub height 32m) to a Vergnet wind turbine with 32.3m hub height and 16m blades (250kw). same location. | Lands 430m NW of 133 Eshnadarragh Road_x000D_ Crockada_x000D_ Roslea_x000D_ BT92 7LA._x000D_ | 252769 | 335905 | Approved | 2012/13 | 2012-07-23 |  |  | Approved
L/2012/0221/F | 2012-03-29 | Fermanagh and Omagh | Single wind turbine | Erection of single wind turbine - 32.3m height with 16m blades, 250kw output | Lands 620m North of 15A Tattycam Road_x000D_ Tully_x000D_ Rosslea. BT92 7AR._x000D_ | 243905 | 331944 | Approved | 2012/13 | 2012-07-20 |  |  | Approved
M/2012/0153/F | 2012-03-29 | Mid Ulster | Single wind turbine | Erection of a single wind turbine - 32.3m hub height with 16m blades, 250kw output | 468m South East of 90 Murley Road_x000D_ Fivemiletown_x000D_ | 243652 | 351417 | Approved | 2012/13 | 2012-10-22 |  |  | Approved
J/2012/0096/F | 2012-03-30 | Derry and Strabane | Single wind turbine | Proposed 225kW wind turbine (30m hub height) | Site 350m North of 15 Barleyhill Road Castlederg | 224478 | 386775 | Approved | 2013/14 | 2013-09-25 |  |  | Approved
A/2012/0126/F | 2012-04-02 | Derry and Strabane | Single wind turbine | Proposed installation of wind turbine on roof of technology block to St. Mary's College, Derry | St Mary's College_x000D_35 Northland Road_x000D_Derry_x000D_BT48 0AN_x000D_ | 242969 | 418544 | Approved | 2012/13 | 2012-07-09 |  |  | Approved
L/2012/0232/F | 2012-04-03 | Fermanagh and Omagh | Single wind turbine | Proposed erection of a wind turbine with a 30m hub height and a 30m rotor diameter with a maximum output not exceeding 250kw. | 1km North West of Coolaness House_x000D_ Kesh Road_x000D_ (A35)_x000D_ Irvinestown. BT931QU._x000D_ | 221449 | 360801 | Approved | 2012/13 | 2012-08-20 |  |  | Approved
G/2012/0133/F | 2012-04-04 | Mid and East Antrim | Single wind turbine | Erection of 1 no. 11kw GAIA wind turbine with 18.3m hub height and 13m blade diameter to supply GAC | 105 m South West of 42 Crosskeys Road_x000D_ Aughterclooney_x000D_ Ahoghill_x000D_ Co. Antrim_x000D_ BT42 2QU_x000D_ | 303688 | 398434 | Withdrawn | 2012/13 | 2013-03-26 |  |  | Withdrawn
N/2012/0137/F | 2012-04-04 | Armagh, Banbridge and Craigavon | Single wind turbine | Change of turbine from that previously approved under planning ref N/2010/0528/F to a vergnet wind turbine with 32.3 metre hub height and 16 metre blades | 310 metres north east of 24 Ballylough Road_x000D_ Gilford_x000D_ BT63 6AB_x000D_ | 310247 | 351295 | Approved | 2012/13 | 2012-09-03 |  |  | Approved
C/2012/0142/F | 2012-04-05 | Causeway Coast and Glens | Single wind turbine | Proposed 250kw turbine with 30m hub under PPS18. | 438M North West of 56 Ballinteer Road Macosquin Coleraine_x000D_ | 281591 | 430484 | Approved | 2012/13 | 2012-11-28 |  |  | Approved
D/2012/0077/F | 2012-04-05 | Causeway Coast and Glens | Single wind turbine | Erection of 225 kW Wind Turbine (existing lattice tower to be removed). | 143m North of 12 Gruige Lane Cloughmills | 309988 | 419528 | Approved | 2013/14 | 2013-06-03 |  |  | Approved
G/2012/0135/F | 2012-04-05 | Mid and East Antrim | Single wind turbine | Replacement of existing telecommunications mast with a single domestic wind turbine (not exceeding 150kw) with a hub height not exceeding 24m, at lands at Buckna, broughshane. Amended proposal. | Site approx 310m to the South East of no. 15 Buckna Road_x000D_ Broughshane_x000D_ BT42 4NJ_x000D_ | 316303 | 406178 | Approved | 2012/13 | 2013-03-08 |  |  | Approved
H/2012/0121/F | 2012-04-05 | Mid Ulster | Single wind turbine | Proposed erection of a 31m hub height Vestas V27 225kw wind turbine to serve farm and export surplus to the grid | Site 248m NE of 23 Ballymacombs Lane Bellaghy Magherafelt | 296296 | 399403 | Refused | 2014/15 | 2014-10-24 |  |  | Refused
Q/2012/0120/F | 2012-04-05 | Armagh, Banbridge and Craigavon | Single wind turbine | Erection of single wind turbine - 30.4m hub height with 14.55m blades - 44.95m total height- and of 225 kw output. | 180m North East of 20 Ardtanagh Road Dromara | 326950 | 347390 | Approved | 2015/16 | 2015-09-11 |  |  | Approved
I/2012/0138/F | 2012-04-06 | Mid Ulster | Single wind turbine | Proposed wind turbine with max tower height 40m and max output 250 kw to supply dwellings with excess sold to the grid | Approx 260m North East of 12 Murnells Road_x000D_ Pomeroy_x000D_ | 267525 | 376119 | Approved | 2012/13 | 2012-12-03 |  |  | Approved
H/2012/0124/F | 2012-04-11 | Mid Ulster | Single wind turbine | Erection of 1 no. wind turbine with a hub height of 40m to supplement farm and haulage business with excess sold to the grid | 335m NW of 43 Eden Road Portglenone BT44 8LA | 291431 | 402898 | Approved | 2013/14 | 2013-05-03 |  |  | Approved
K/2012/0167/F | 2012-04-11 | Fermanagh and Omagh | Single wind turbine | Erection of 1 no. domestic wind turbine with a hub height of 20m | 93m NW of 124 Barony Road_x000D_ Mountfield_x000D_ Omagh_x000D_ | 258491 | 379468 | Approved | 2012/13 | 2012-11-07 |  |  | Approved
S/2012/0224/F | 2012-04-11 | Lisburn and Castlereagh | Single wind turbine | Installation of a 20m wind turbine for a farm. | Field to north of 12 Lough Road Ballinderry Upper Lisburn BT28 2PO. | 316850 | 369650 | Refused | 2014/15 | 2014-09-03 |  |  | Refused
Y/2012/0091/F | 2012-04-11 | Lisburn and Castlereagh | Single wind turbine | Erection of 1 no 11kw wind turbine unit (hub height of 18.3m and blade diameter of 13.4m) | Lands 161m South of 25 Eden Road Ballymaglaff Gilnahirk Belfast Co Down BT5 4TD | 341161 | 370072 | Withdrawn | 2013/14 | 2014-02-05 |  |  | Withdrawn
D/2012/0080/F | 2012-04-12 | Causeway Coast and Glens | Single wind turbine | Proposed 225kw ACSA Wind Turbine ( 32.165m Hub - Tube Tower ) under Measure 3.1 - Farm Diversification of the DARD Rural Development Programme - Rural Life". (DARD Grant ). | 334m East-North-East of 108 Corkey Road_x000D_ Loughgiel Ballymena_x000D_ | 309371 | 423914 | Approved | 2012/13 | 2013-02-20 |  |  | Approved
J/2012/0111/F | 2012-04-12 | Derry and Strabane | Single wind turbine | Erection of a 225kw wind turbine with 30m hub height and a 29.1m blade diameter (amended description of proposal) | 318m NE of 112 Ligford Road Plumbridge | 246995 | 391999 | Refused | 2016/17 | 2016-07-28 |  |  | Refused
K/2012/0170/F | 2012-04-12 | Fermanagh and Omagh | Single wind turbine | Proposed erection of a 31m hub height Vestas V27 225 kW wind turbine to serve farm and export surplus to the grid | Site 1100m NE Of 134 Crockanboy Road, Omagh, Co Tyrone | 256228 | 385206 | Approved | 2013/14 | 2013-05-10 |  |  | Approved
K/2012/0172/F | 2012-04-12 | Fermanagh and Omagh | Single wind turbine | Erection of a 20kw wind turbine on 20m monopole with a 12.8m rotor diameter | Lands 285m West of 30d Fingrean Road Altdrumman Sixmilecross | 255416 | 376521 | Refused | 2014/15 | 2014-10-16 |  |  | Refused
L/2012/0249/F | 2012-04-12 | Fermanagh and Omagh | Single wind turbine | A wind turbine up to a maximum tip height of 45.9m (comprising a configuration of up to 31m tower and up to 13.5m blades) for the purpose of producing electricity from a renewable resourse. The development will also comprise associated transformer, existi | Lands in Glenarn approximately 233 metres southwest of 32 Glenarn Road_x000D_ Lack_x000D_ Co.Fermanagh. BT93_x000D_ | 229669 | 367393 | Withdrawn | 2012/13 | 2012-06-28 |  |  | Withdrawn
L/2012/0250/F | 2012-04-12 | Fermanagh and Omagh | Single wind turbine | A wind turbine up to a maximum tip height of 45.9m (comprising a configuration of up to 31m tower and up to 13.5m blades) for the purpose of producing electricity from a renewable resource. The development will also comprise associated transformer, existi | Lands in Glenarn approxiatemately 357m south of 32Glenarn Road_x000D_ Lack_x000D_ County Fermanagh. BT93_x000D_ | 230005 | 367224 | Approved | 2012/13 | 2012-10-19 |  |  | Approved
M/2012/0179/F | 2012-04-12 | Mid Ulster | Single wind turbine | Installation of a 250kw wind turbine with a tower height of 46m and blade span of 30m including access to existing lane | Approx 300m NE of 77 Reclain Road_x000D_ Galbally_x000D_ Dungannon_x000D_ | 268707 | 365636 | Approved | 2012/13 | 2012-11-08 |  |  | Approved
P/2012/0284/F | 2012-04-12 | Newry, Mourne and Down | Single wind turbine | 225kw wind turbine on a 30 metre tower with a 29 metre rotor diameter for electricity production | 520 metres west of 32 Shaughan Road Belleeks | 298843 | 324910 | Approved | 2014/15 | 2014-08-26 |  |  | Approved
P/2012/0286/F | 2012-04-12 | Newry, Mourne and Down | Single wind turbine | Erection of 225kw wind turbine on a 30 metre tower with a 29 metre rotor diameter | 550 metres west of 20 Shaughan Road_x000D_ Belleeks_x000D_ BT35 7PF_x000D_ | 298968 | 325433 | Approved | 2012/13 | 2013-02-20 |  |  | Approved
O/2012/0183/F | 2012-04-13 | Armagh, Banbridge and Craigavon | Single wind turbine | Site for new Wind Turbine up to 225Kw, with a Hub height up to 51.5m and up to 64.5m to the Blade Tip complete with control room. | Approx 195m North West from 31 Fergort Road Derrynoose Keady Co. Armagh | 279870 | 332689 | Approved | 2014/15 | 2014-08-22 |  |  | Approved
R/2012/0202/F | 2012-04-16 | Newry, Mourne and Down | Wind farm | Proposed installation of 2no wind turbines (not to exceed 65kw) on tubular towers up to 18.2m height with blade up to 26.5m height and with associated control rooms | Site1_x000D_ 300m north/north west of_x000D_ and Site 2_x000D_ 320m north west of 33 Lisbane Road_x000D_ Saintfield_x000D_ Ballynahinch_x000D_ Co Dowm_x000D_ BT24 7BS_x000D_ | 337721 | 359372 | Refused | 2012/13 | 2012-11-04 |  |  | Refused
C/2012/0154/F | 2012-04-17 | Causeway Coast and Glens | Single wind turbine | Erection of 250kw Wind Turbine with 32.3m Hub Height and 32m Blade Diameter. (power to farm, surplus to the grid. ) | 320m West of 38 Cranagh Road Coleraine BT51 3NN. | 281782 | 433727 | Refused | 2013/14 | 2013-04-17 |  |  | Refused
D/2012/0086/F | 2012-04-17 | Causeway Coast and Glens | Single wind turbine | Proposed erection of a 330kw single wind turbine with a hub height of 50 metres | Lands 335m South west of No. 23 Bridge Road_x000D_ Dunloy_x000D_ Ballymena_x000D_ | 300744 | 418644 | Approved | 2012/13 | 2013-02-20 |  |  | Approved
J/2012/0114/F | 2012-04-17 | Derry and Strabane | Single wind turbine | Proposed erection of a 330kw single wind turbine with a hub height of 50 metres | 439m North North West of no 17 Aghnadoo Road Killeter Castlederg Co Tyrone | 221856 | 380085 | Approved | 2013/14 | 2013-04-24 |  |  | Approved
A/2012/0154/F | 2012-04-18 | Derry and Strabane | Single wind turbine | Erection of 75kW wind turbine at a hub height of 24m to serve grid. (re-advertisement due to reduced power output from turbine) | 320m North west of 77 Kildoag Road Killaloo Londonderry. | 249623 | 408582 | Refused | 2014/15 | 2014-10-21 |  |  | Refused
J/2012/0116/F | 2012-04-18 | Derry and Strabane | Single wind turbine | Proposed 250kw wind turbine - hub height 44m to service farm with surplus to grid | 375m North of 42 Ballybeeny Road Bready | 238822 | 407144 | Refused | 2014/15 | 2015-01-22 |  |  | Refused
O/2012/0189/F | 2012-04-18 | Armagh, Banbridge and Craigavon | Single wind turbine | Erection of wind turbine with a 40 metre hub height and a 30 metre rotor diameter with a maximum output not exceeding 250 kw | 528 metres north west of 30 Corrinare Road_x000D_ Loughgilly_x000D_ BT60 2DW_x000D_ | 301563 | 337233 | Approved | 2012/13 | 2013-02-08 |  |  | Approved
Q/2012/0132/F | 2012-04-18 | Armagh, Banbridge and Craigavon | Single wind turbine | Erection of 1 no. 225kw wind turbine with a hub height of 30m | 230m North West of 49 Aghaderg Road Banbridge | 311992 | 342732 | Withdrawn | 2013/14 | 2013-09-03 |  |  | Withdrawn
I/2012/0149/F | 2012-04-19 | Mid Ulster | Single wind turbine | Proposed 250kw wind turbine with a 46m hub | 397 metres south west of 52 Keerin Road_x000D_ Broughderg_x000D_ Omagh BT79 8HU_x000D_ | 265165 | 383654 | Approved | 2012/13 | 2012-11-15 |  |  | Approved
K/2012/0185/F | 2012-04-19 | Fermanagh and Omagh | Single wind turbine | Proposed wind turbine on a farm, 250kw generator, tower height 30 metres, rotar diameter 30 metres, overall height 45 metres | Site located approximately 559 metres north of 191 Termon Road_x000D_ Pomeroy_x000D_ | 266494 | 372318 | Approved | 2012/13 | 2013-03-07 |  |  | Approved
K/2012/0186/F | 2012-04-19 | Fermanagh and Omagh | Single wind turbine | 250kw wind turbine with a 44m hub height (Re-Advertisement - amended scheme) | 791m SE of 6 Magherenny Road_x000D_ Drumquin_x000D_ | 235278 | 371988 | Approved | 2012/13 | 2012-11-14 |  |  | Approved
K/2012/0188/F | 2012-04-19 | Fermanagh and Omagh | Single wind turbine | Proposed 225kw wind turbine - 40m high to the hub (amended site address, amended description of proposal, amended siting of turbine) | Approx 340m NE of 25 Aghnagreggan Road Carrickmore | 259832 | 373819 | Approved | 2013/14 | 2013-11-07 |  |  | Approved
K/2012/0189/F | 2012-04-19 | Fermanagh and Omagh | Single wind turbine | Proposed 225kw wind turbine - 40m high to the hub | Approx 410m North East of 25 Aghnagreggan Road Carrickmore Co Tyrone | 259980 | 373698 | Approved | 2014/15 | 2014-09-09 |  |  | Approved
T/2012/0118/F | 2012-04-19 | Antrim and Newtownabbey | Single wind turbine | Erection of single wind turbine - 32.3m hub height with 16m blades, 250kw output (amended siting) | 395m North East of 70 Ballybracken Road Doagh BT39 0TQ (amended) | 323028 | 393429 | Approved | 2013/14 | 2013-11-11 |  |  | Approved
R/2012/0208/F | 2012-04-20 | Newry, Mourne and Down | Single wind turbine | Retrospective planning permission for a Wind Turbine | Byrne Fish Processing Factory Ballyhornan | 358919 | 342027 | Refused | 2014/15 | 2014-11-26 |  |  | Refused
T/2012/0122/F | 2012-04-20 | Antrim and Newtownabbey | Single wind turbine | Erection of single wind turbine 32.3m hub height with 16m blades, 250 kw output (Revised Siting/Change of Address/Revised Plans/Noise Specification Sheet) | 220m South West of 56 Tannaghmore Road Randalstown BT41 3HB | 305319 | 392145 | Refused | 2013/14 | 2013-09-27 |  |  | Refused
I/2012/0156/F | 2012-04-24 | Mid Ulster | Single wind turbine | Proposed 50m wind turbine with surplus to the Grid | Lands approx 148m NW of 70 Tullyodonnell Road_x000D_ Rock_x000D_ | 274896 | 374256 | Approved | 2012/13 | 2013-01-21 |  |  | Approved
K/2012/0195/F | 2012-04-24 | Fermanagh and Omagh | Single wind turbine | Proposed 250kw wind turbine with mast height 30m and blade diameter 30m. Electricity to be exported to grid | Approximately 415m north east of 93 Corboe Road Seskinore Co Tyrone | 248860 | 360759 | Approved | 2013/14 | 2013-05-10 |  |  | Approved
B/2012/0093/F | 2012-04-25 | Causeway Coast and Glens | Single wind turbine | Erection of 250 KW wind turbine with 32.3m hub height and 32m blade diameter (power to farm, surplus to the grid). | Approx. 500m South East of 66 Dunlade Road_x000D_ Greysteel._x000D_ | 257730 | 418688 | Refused | 2012/13 | 2013-01-29 |  |  | Refused
F/2012/0077/F | 2012-04-26 | Mid and East Antrim | Single wind turbine | Proposed 150kw wind turbine with a 30m hub height under PPS18 | 304 Metres North East of 30 Cairncastle Road Ballygally Larne | 336792 | 407825 | Refused | 2013/14 | 2013-08-13 |  |  | Refused
K/2012/0207/F | 2012-04-26 | Fermanagh and Omagh | Single wind turbine | Proposed erection of 1 no 300 Bonus M2 Wind Turbine producing 250kw on 31m Mono Pole to serve dwelling, farm buildings with surplus spillage to the grid | Approx 308m South East of 15 Realtons Road Trillick Co Tyrone BT78 3SB | 232145 | 352190 | Approved | 2014/15 | 2015-03-31 |  |  | Approved
B/2012/0106/F | 2012-04-27 | Causeway Coast and Glens | Single wind turbine | Erection of a single 250KW wind turbine of 27m tower height (39m to tip - amended from 47m) and control room. | 750m south west of 21 New Line Road Limavady. | 263557 | 417145 | Approved | 2014/15 | 2014-10-02 |  |  | Approved
C/2012/0167/F | 2012-04-27 | Causeway Coast and Glens | Single wind turbine | Proposed 225kw Wind Turbine - Hub Height 30m to Service Farm with Surplus to Grid | 215m North of 27 Artidillion Road_x000D_ Castlerock_x000D_ | 275721 | 433865 | Refused | 2012/13 | 2013-01-23 |  |  | Refused
F/2012/0078/F | 2012-04-27 | Mid and East Antrim | Single wind turbine | Erection of a Bonus 150KW wind turbine hub height 30m for domestic use | 370m North West of 46 Portmuck Road_x000D_Islandmagee_x000D_Larne_x000D_ BT40 3TP_x000D_ | 345329 | 402228 | Withdrawn | 2012/13 | 2013-02-18 |  |  | Withdrawn
F/2012/0079/F | 2012-04-27 | Mid and East Antrim | Single wind turbine | Erection of a Bonus 150KW wind turbine hub height 30m for domestic use | 277m North West of 60 Ballystrudder Road Islandmagee Larne | 347095 | 394103 | Withdrawn | 2013/14 | 2013-07-01 |  |  | Withdrawn
G/2012/0165/F | 2012-04-27 | Mid and East Antrim | Single wind turbine | Erection of 225kw Wind Turbine for Farm and Grid Use | 235m NW of 65 Old Frosses Road Cloughmills | 306181 | 415652 | Approved | 2013/14 | 2013-11-20 |  |  | Approved
J/2012/0127/F | 2012-04-27 | Derry and Strabane | Single wind turbine | Proposed 250kw wind turbine, hub height 40m, to service farm with surplus to the grid | 515m SW of 26 Ballylaw Road Artigarvan | 239277 | 403189 | Withdrawn | 2013/14 | 2013-04-25 |  |  | Withdrawn
J/2012/0128/F | 2012-04-27 | Derry and Strabane | Single wind turbine | Proposed 250kw wind turbine - hub height 40m - to service farm with surplus to grid | 315m SW of 20 Coolermoney Road Ballymagorry | 238411 | 402711 | Approved | 2013/14 | 2013-12-04 |  |  | Approved
L/2012/0293/F | 2012-04-27 | Fermanagh and Omagh | Single wind turbine | Proposed 50Kw wind turbine, 36m Hub height and 19.0m blade diameter. | Buninubber_x000D_ Killadeas_x000D_ Co. Fermanagh. BT94 1NZ_x000D_ | 220547 | 354694 | Withdrawn | 2012/13 | 2013-02-19 |  |  | Withdrawn
T/2012/0132/F | 2012-04-27 | Antrim and Newtownabbey | Single wind turbine | 225KW wind turbine with 32m hub height for farm and grid use | Approx 530m North West of 9 Aghaloughan Road Randalstown | 306425 | 389053 | Refused | 2013/14 | 2013-09-27 |  |  | Refused
C/2012/0168/F | 2012-04-30 | Causeway Coast and Glens | Single wind turbine | A single wind turbine with a tower height of 35m and max output of 250kw. | 390m NW of 18 Blagh Road_x000D_ Coleraine_x000D_ BT52 2PG._x000D_ | 286819 | 435594 | Approved | 2012/13 | 2012-12-20 |  |  | Approved
C/2012/0169/F | 2012-04-30 | Causeway Coast and Glens | Single wind turbine | Replacement and relocation of existing approved application C/2011/0069; a single wind turbine with a tower height of 35m and a max output of 250kw | 315m NW of 60 Greenhall Highway_x000D_ Coleraine_x000D_ | 283143 | 432033 | Withdrawn | 2012/13 | 2012-10-08 |  |  | Withdrawn
D/2012/0107/F | 2012-04-30 | Causeway Coast and Glens | Single wind turbine | A Single Wind Turbine with a Tower Height of 30m. | Approx.600m South West of 172 Garryduff Road Dunloy Ballymena Co. Antrim BT44 9DD. | 299782 | 420534 | Approved | 2013/14 | 2013-06-21 |  |  | Approved
F/2012/0080/F | 2012-04-30 | Mid and East Antrim | Single wind turbine | A single wind turbine with a tower height of 35m to supply the grid | 526m North West of 91 Shanes Hill Road_x000D_Larne_x000D_ | 334107 | 400699 | Approved | 2012/13 | 2012-10-11 |  |  | Approved
G/2012/0171/F | 2012-04-30 | Mid and East Antrim | Single wind turbine | A single wind turbine eith a tower height of 40m | 337m North West of 14 Loughloughan Road Broughshane with access from Ballylig Road adjacent to 31 Ballylig Road_x000D_ | 317880 | 408710 | Approved | 2012/13 | 2012-11-21 |  |  | Approved
I/2012/0174/F | 2012-04-30 | Mid Ulster | Single wind turbine | Proposed 250kw wind turbine with a 40m hub height under PPS18 | 465m NW of 36 Loup Road Magherafelt | 287641 | 384243 | Approved | 2013/14 | 2013-09-30 |  |  | Approved
I/2012/0176/F | 2012-04-30 | Mid Ulster | Single wind turbine | Proposed 250kw wind turbine with a 30m hub height under PPS18 | 284 metres North West of 35 Ballygrooby Road Magherafelt Cookstown Co Derry | 288776 | 382401 | Approved | 2014/15 | 2014-09-10 |  |  | Approved
J/2012/0132/F | 2012-04-30 | Derry and Strabane | Single wind turbine | Proposed 250kw wind turbine - hub height 40m - to service farm with surplus to grid | 335m S of 99 Berryhill Road Artigarvan | 240899 | 401412 | Withdrawn | 2013/14 | 2013-08-13 |  |  | Withdrawn
J/2012/0134/F | 2012-04-30 | Derry and Strabane | Single wind turbine | Proposed erection of a 31m hub height Vestas V27 225kw wind turbine to serve farm and export surplus to the grid | 304m North of 19 Ganvaughan Road Castlederg | 225129 | 383799 | Refused | 2014/15 | 2015-02-12 |  |  | Refused
K/2012/0223/F | 2012-04-30 | Fermanagh and Omagh | Single wind turbine | Erection of a 225kw wind turbine with a tower height of 40m | Approx 375m NW of 136 Loughmallon Road Pomeroy | 266456 | 373650 | Approved | 2013/14 | 2013-08-13 |  |  | Approved
K/2012/0225/F | 2012-04-30 | Fermanagh and Omagh | Single wind turbine | Wind turbine (27m diameter x 30m high x 250 kw). To generate electricity for farm business, any local requirements and excess to NIE grid | 390m east of 5 Ramackan Road_x000D_ Sixmilecross_x000D_ Omagh BT79 9NX_x000D_ | 257443 | 368856 | Approved | 2012/13 | 2012-12-06 |  |  | Approved
L/2012/0294/F | 2012-04-30 | Fermanagh and Omagh | Single wind turbine | A single wind turbine with a 40m tower height, 39m rotor diameter and a maximum output not exceeding 250Kw for farm diversification. | Approx 770m west of 8 College Road_x000D_ Doon_x000D_ Derrylin_x000D_ Co. Fermanagh._x000D_ | 224852 | 325595 | Approved | 2012/13 | 2012-10-19 |  |  | Approved
M/2012/0220/F | 2012-04-30 | Mid Ulster | Single wind turbine | The development relates to the installation of a 6kw kingspan wind turbine on a 15m monopole mast | Wind turbine to be located on the grounds of 3 Ballybeg Road_x000D_ Coalisland BT71 5DS_x000D_ | 289898 | 366163 | Withdrawn | 2012/13 | 2012-11-19 |  |  | Withdrawn
M/2012/0221/F | 2012-04-30 | Mid Ulster | Single wind turbine | A single electricity generating wind turbine with a hub height of 30 metres and a blade diameter of 30 metres, 1 no hardstand, 2 electrical kiosks - (reduced scheme), bat survey, shadow flicker report, photo montages and amended elevations. | Land 450 metre south west of Cohannon House Dromard Cross Road Dungannon | 286277 | 360560 | Withdrawn | 2014/15 | 2014-06-12 |  |  | Withdrawn
T/2012/0140/F | 2012-05-01 | Antrim and Newtownabbey | Single wind turbine | Change of turbine from that previously approved under planning T/2011/0049/F to a 225kw wind turbine with 30.4m hub height and 29.1m blade diameter.Same location as previous approval | 200m West of 118 Portglenone Road Randalstown | 306687 | 391453 | Approved | 2013/14 | 2013-11-11 |  |  | Approved
L/2012/0296/F | 2012-05-02 | Fermanagh and Omagh | Single wind turbine | Erection of 1 No. 150kW wind turbine on 30m mono-pole and 21m blade diameter. | Lands 310m North-west of 6 Drummee Rd Enniskillen Co Fermanagh BT74 5JX | 220755 | 344559 | Approved | 2013/14 | 2013-07-03 |  |  | Approved
O/2012/0214/F | 2012-05-02 | Armagh, Banbridge and Craigavon | Single wind turbine | Installation of a Wind Turbine (not to exceed 250Kw) on a tubular tower of up to 51.5m height with blades up to 66.5m height and associated switch room. | 295metres South West of No. 15 Drumnahavil Road_x000D_ Derrynoose_x000D_ Keady_x000D_ Co. Armagh_x000D_ BT60 3HJ_x000D_ | 280359 | 331199 | Approved | 2012/13 | 2013-01-31 |  |  | Approved
Q/2012/0149/F | 2012-05-02 | Armagh, Banbridge and Craigavon | Single wind turbine | Proposed installation of a 11kw wind turbine on a 18.3mt high lattice tower type mast. (Revised Siting) | 120mts South east of No 65 Fedney Hill Road Banbridge_x000D_ | 321873 | 346963 | Withdrawn | 2012/13 | 2013-01-15 |  |  | Withdrawn
Q/2012/0150/F | 2012-05-02 | Armagh, Banbridge and Craigavon | Single wind turbine | Installation of a 11kw wind turbine on a 18.3 metre high lattice tower type mast (revised siting) | 140 metres due east of no 71 Shot Lane Banbridge_x000D_ | 321840 | 346830 | Refused | 2012/13 | 2012-11-29 |  |  | Refused
I/2012/0177/F | 2012-05-03 | Mid Ulster | Single wind turbine | TABBDA plan to put 44 PV panels and 2 solar water heating panels on the flat roof of their building | 135a Shore Road_x000D_ Ballyronan_x000D_ | 294821 | 385566 | Approved | 2012/13 | 2012-06-06 |  |  | Approved
L/2012/0301/F | 2012-05-03 | Fermanagh and Omagh | Single wind turbine | Erection of 1 No. 225kW Wind Turbine on 31m mono-pole and 27m blade diameter to power Fermanagh GAA County Training Facility | 60m North of Fermanagh GAA Training Facilities Building_x000D_ Lissan_x000D_ Enniskillen_x000D_ Co Fermanagh_x000D_ BT74 4PF_x000D_ | 227873 | 347462 | Approved | 2012/13 | 2012-10-23 |  |  | Approved
L/2012/0302/F | 2012-05-04 | Fermanagh and Omagh | Single wind turbine | Erection of single wind turbine - 32.3m hub height with 16m blades, 250kw output. | 130m SouthEast of 99 Clabby Road_x000D_ Fivemeiletown. BT75 0QY._x000D_ | 242702 | 349856 | Approved | 2012/13 | 2012-08-23 |  |  | Approved
O/2012/0211/F | 2012-05-04 | Armagh, Banbridge and Craigavon | Single wind turbine | Proposed 250kW Wind Turbine (max hub height 35m and max rotor diameter 37m) and associated ancillary works including 30m high temporary anemometer mast, NIE kiosk and access improvements. | Approximately 380m South-East of No. 48 Damoily Road Markethill Co. Armagh | 294541 | 335964 | Approved | 2013/14 | 2013-05-13 |  |  | Approved
C/2012/0191/F | 2012-05-09 | Causeway Coast and Glens | Single wind turbine | Proposed Erection of a Wind Turbine with a 30m Hub Height and 30m Rotor Diameter with a Maximum Output not exceeding 250kw. | 284m North of 16 Ballyagan Road Garvagh Coleraine Co. Derry BT51 5JE. | 285431 | 417088 | Withdrawn | 2013/14 | 2013-10-08 |  |  | Withdrawn
J/2012/0153/F | 2012-05-09 | Derry and Strabane | Single wind turbine | Erection of a 20kw wind turbine with a tower height of 20m. | Approx 65m SE of 100 Carrickayne Road_x000D_ Donemana_x000D_ | 250455 | 397356 | Approved | 2012/13 | 2012-11-28 |  |  | Approved
J/2012/0154/F | 2012-05-09 | Derry and Strabane | Single wind turbine | Erection of a wind turbine with a tower height of 20m | Approx 170m North of 20 Lisbunny Road Donemana | 250529 | 402804 | Approved | 2013/14 | 2013-11-27 |  |  | Approved
P/2012/0342/F | 2012-05-09 | Newry, Mourne and Down | Single wind turbine | Erection of a single 225Kw wind turbine with a hub height of 41 metres | Approximately 110 metres north of Leode Quarry_x000D_ Leode_x000D_ Hilltown_x000D_ BT34 5TJ_x000D_ | 318187 | 329138 | Approved | 2012/13 | 2013-01-24 |  |  | Approved
Q/2012/0160/F | 2012-05-10 | Armagh, Banbridge and Craigavon | Single wind turbine | proposed 225 kw turbine on a 30 metre mast | 276 metres South West of 18 Valley Road_x000D_ Banbridge_x000D_ | 314934 | 349485 | Approved | 2012/13 | 2013-03-01 |  |  | Approved
I/2012/0191/F | 2012-05-11 | Mid Ulster | Single wind turbine | Installation of a 6 kw wind turbine on 15m mast to reduce running costs and produce energy from renewable source | On un-used land 82m South of right hand corner of site at Coagh Sports Centre 16 Ballinderry Bridge Road Coagh | 289406 | 378565 | Refused | 2013/14 | 2013-04-23 |  |  | Refused
M/2012/0263/F | 2012-05-11 | Mid Ulster | Single wind turbine | Proposed 1 no 225kw ACSA / Vesta V27 wind turbine (32.165m hub - tube tower) to support existing farm business with surplus power exported to grid in substitution of previous approval M/2010/0389/F. | Approximately 140m NW of 95 Reclain Road Galbally Dungannon | 267373 | 366314 | Approved | 2013/14 | 2013-06-10 |  |  | Approved
J/2012/0163/F | 2012-05-15 | Derry and Strabane | Single wind turbine | Erection of a 225kw wind turbine with a tower height of 40m. | Approx 420m SW of Green Road and Doneyboe Road Junction Altishane Donemana | 246502 | 398482 | Approved | 2013/14 | 2013-11-28 |  |  | Approved
J/2012/0165/F | 2012-05-15 | Derry and Strabane | Single wind turbine | 250kw wind turbine with a hub height of 30m | Lands 300m NW of 27 Magheralough Road_x000D_ Castlederg_x000D_ | 231950 | 382097 | Withdrawn | 2012/13 | 2013-01-23 |  |  | Withdrawn
M/2012/0267/F | 2012-05-15 | Mid Ulster | Single wind turbine | Erection of 1 no. 225kw wind turbine on 31m monopole and 27m rotor diameter. | Lands 124m SW of 22 Crosscavanagh Road Derryalskea Castlecaulfield | 272596 | 364624 | Approved | 2013/14 | 2013-06-19 |  |  | Approved
T/2012/0171/F | 2012-05-15 | Antrim and Newtownabbey | Single wind turbine | Erection of single wind turbine 32.3m hub height with 16m blades, 250kw output | 360m South East of 17 Ballykennedy Road Nutts Corner BT29 4SU | 321654 | 376702 | Refused | 2013/14 | 2013-09-27 |  |  | Refused
D/2012/0120/F | 2012-05-16 | Causeway Coast and Glens | Single wind turbine | Erection of Single Wind Turbine - 32.3 Hub Height with 16m Blades, 250kw Output. | 250m West of 71 Mullan Road Ballymoney Co. Antrim BT53 7DZ. | 296981 | 418195 | Approved | 2013/14 | 2013-06-03 |  |  | Approved
H/2012/0171/F | 2012-05-16 | Mid Ulster | Single wind turbine | Proposed erection of a wind turbine with a 40m hub height and a 31m rotor diameter with a maximum output not exceeding 250kw with export to the grid | 190m South West of No. 9 Drumanee Road Bellaghy | 295833 | 395991 | Refused | 2016/17 | 2016-04-19 |  |  | Refused
D/2012/0124/F | 2012-05-17 | Causeway Coast and Glens | Single wind turbine | Amended Micro Siting of a Vestas 225kw Wind Turbine Previously Approved Under Application Ref D/2010/0347/F to Adhere to NIE Required Fall Distance | Land 150m NE of 34 Landhead Road_x000D_ Dunaghy_x000D_ Ballymoney_x000D_ | 298093 | 425177 | Approved | 2012/13 | 2012-09-04 |  |  | Approved
G/2012/0202/F | 2012-05-17 | Mid and East Antrim | Single wind turbine | Erection of a wind turbine with a 40m hub height and 30m rotor diameter with maximum output not exceeding 250kw to serve for export to the grid | 310m SE of No 31 Skerdan Road Portglenone | 300011 | 406596 | Approved | 2013/14 | 2013-06-14 |  |  | Approved
R/2012/0261/F | 2012-05-21 | Newry, Mourne and Down | Single wind turbine | A single electricty generating wind turbine with a hub height of up to 37m and a rotor diameter of 33m, 1 no.hardstand amd 2 no. electrical kiosks | Lands 500m South West of 46 Craigy Road Saintfield Ballynahinch Down BT24 7BZ. | 337808 | 360333 | Refused | 2013/14 | 2014-03-05 |  |  | Refused
T/2012/0180/F | 2012-05-21 | Antrim and Newtownabbey | Single wind turbine | Erection of 1No 10Kw wind turbine on 25m mono pole and 7m rotor diameter | Lands 116m East of 22 Dundrod Road Ballykennedy Nutts Corner Crumlin BT29 4SR | 321088 | 377092 | Refused | 2013/14 | 2013-05-30 |  |  | Refused
X/2012/0223/F | 2012-05-21 | Ards and North Down | Single wind turbine | Erection of 1 No. 11kW wind turbine on 18.3 mono-pole and 13m blade diameter | Lands 154m East of 22 Ballyhaskin Road_x000D_ Millisle. Co.Down_x000D_ BT22 2JF._x000D_ | 361365 | 372897 | Approved | 2012/13 | 2012-10-02 |  |  | Approved
I/2012/0201/F | 2012-05-22 | Mid Ulster | Single wind turbine | Amendment of previous approved application I/2010/0508, increase in wind turbine hub height from 32m to 40m | 400m South West of 66 Cavanoneill Road_x000D_ Pomeroy_x000D_ Co Tyrone_x000D_ | 267794 | 376648 | Approved | 2012/13 | 2012-11-14 |  |  | Approved
P/2012/0388/F | 2012-05-22 | Newry, Mourne and Down | Single wind turbine | Erection of a single 250kw wind turbine 30 metres to the hub and ancillary site works | Lands at 215 metres southeast of No 46 Drumbanagher Wall Road Poyntzpass Newry | 304322 | 336289 | Approved | 2014/15 | 2014-09-18 |  |  | Approved
E/2012/0102/F | 2012-05-23 | Causeway Coast and Glens | Single wind turbine | Proposed Wind Turbine with a 40m Hub Height, Under PPS18 | 360m NW of 79 Moyarget Road_x000D_ Ballycastle_x000D_ BT54 6HL_x000D_ | 307735 | 439327 | Withdrawn | 2012/13 | 2013-01-21 |  |  | Withdrawn
I/2012/0204/F | 2012-05-23 | Mid Ulster | Single wind turbine | Erection of 1 no. 10kw wind turbine on 20m mono-pole and 7m rotor diameter | Lands 96m South East of 29 Ballygillen Road_x000D_ Coagh_x000D_ Cookstown_x000D_ | 291130 | 381881 | Refused | 2012/13 | 2013-03-13 |  |  | Refused
D/2012/0132/F | 2012-05-24 | Causeway Coast and Glens | Single wind turbine | Site For 30m High Hub Wind Generator Overall Height 42.5m Including 25m Diameter Rotor | Adjacent to 5A Bann Road Kilrea (Culmore) Coleraine BT51 5RY | 293568 | 413973 | Withdrawn | 2013/14 | 2013-05-13 |  |  | Withdrawn
H/2012/0180/F | 2012-05-24 | Mid Ulster | Single wind turbine | Proposed erection of a wind turbine with a 40m hub height and a 30m rotor diameter with a maximum output not exceeding 250kw | 300m West of 23 Aghagaskin Road Magherafelt | 289970 | 392376 | Withdrawn | 2014/15 | 2014-12-22 |  |  | Withdrawn
M/2012/0291/F | 2012-05-24 | Mid Ulster | Single wind turbine | Proposed erection of a wind turbine with 30m hub height and a 30m rotor diameter with a maximum output not exceeding 250kw | 448m North of the pumping station at the junction of Fintona Road and Aghafad Road_x000D_ Clogher_x000D_ Co Tyrone_x000D_ | 251757 | 354430 | Approved | 2012/13 | 2012-11-28 |  |  | Approved
F/2012/0097/F | 2012-05-28 | Mid and East Antrim | Single wind turbine | Proposed Wind Turbine with 20m Hub Height and 4.8m Radius Rotor for own use and Connection to National Grid | Approx 420m NW of 8 Sallagh Road_x000D_ Larne_x000D_ | 335135 | 405861 | Approved | 2012/13 | 2013-01-17 |  |  | Approved
G/2012/0219/F | 2012-05-28 | Mid and East Antrim | Single wind turbine | Erection of Single Wind Turbine 32.3mhub height with 16m blades ,250Kw Output | 820m North East of 22 Slane Road Broughshane BT44 0LF | 325521 | 412655 | Approved | 2013/14 | 2014-03-07 |  |  | Approved
K/2012/0276/F | 2012-05-28 | Fermanagh and Omagh | Single wind turbine | Erection of 250kW Wind Turbine at hub height of 30m to serve farm and grid | 200m East of 48 Tattynure Road_x000D_ Omagh_x000D_ Co Tyrone_x000D_ | 242972 | 381935 | Approved | 2012/13 | 2012-12-05 |  |  | Approved
K/2012/0278/F | 2012-05-28 | Fermanagh and Omagh | Single wind turbine | Proposed installation of a 250kw wind turbine with a tower height of 40m and a blade span of 30m, access to existing lane to provide power to farm and remainder to grid | Approx 240m East of 47 Rockstown Road Carrickmore | 262580 | 372479 | Withdrawn | 2013/14 | 2013-06-03 |  |  | Withdrawn
D/2012/0135/F | 2012-05-29 | Causeway Coast and Glens | Single wind turbine | Proposed erection of a wind turbine with a 30m hub height and a 30m rotor diameter with a maximum output not exceeding 250KW | 354m East of 142 Bendooragh Road_x000D_ Ballymoney_x000D_ | 293962 | 417232 | Approved | 2012/13 | 2013-02-01 |  |  | Approved
K/2012/0282/F | 2012-05-30 | Fermanagh and Omagh | Single wind turbine | Erection of a 225kw wind turbine on a 28.6m monopole tower to power floodlighting and facilities at sports complex (Acoustic Information Submitted) | Approx 215m East of 226 Radergan Road Garvaghey Ballygawley | 256655 | 360823 | Approved | 2013/14 | 2013-04-23 |  |  | Approved
P/2012/0410/F | 2012-05-30 | Newry, Mourne and Down | Single wind turbine | Proposed wind turbine, 1 Gaia-wind 11kw turbine (15.0m tube tower construction) to support existing farm business | 225 metres south of 33 Drumnascamph Road_x000D_ Rathfriland_x000D_ BT34 5EF_x000D_ | 321886 | 331964 | Approved | 2012/13 | 2013-03-01 |  |  | Approved
X/2012/0238/F | 2012-05-30 | Ards and North Down | Single wind turbine | Erection of 11KW Gaia Wind Turbine with a hub height of 18.3m. | Approximately 185m North of 9 Ballyalloly Road_x000D_ Comber_x000D_ County Down_x000D_ BT23 5PN._x000D_ | 342503 | 367989 | Approved | 2012/13 | 2012-11-28 |  |  | Approved
F/2012/0098/F | 2012-05-31 | Mid and East Antrim | Single wind turbine | A single wind turbine with a tower height of 30m | 514m NW of 20 Drumnadonaghy Road_x000D_ Larne_x000D_ | 334635 | 402893 | Approved | 2012/13 | 2012-10-11 |  |  | Approved
J/2012/0188/F | 2012-05-31 | Derry and Strabane | Single wind turbine | Erection of wind turbine with 32.3m hub height and 32m blade diameter | 336m NW of no 9 McCreery's Road Castlederg | 229498 | 387312 | Approved | 2013/14 | 2013-09-09 |  |  | Approved
P/2012/0412/F | 2012-05-31 | Newry, Mourne and Down | Single wind turbine | Erection of a single 150 kw wind turbine with a tower height of 30 metres | 90 metres east of 317 Mowhan Road Glenanne Armagh BT60 2JH | 298472 | 332036 | Withdrawn | 2013/14 | 2013-04-03 |  |  | Withdrawn
F/2012/0107/F | 2012-06-01 | Mid and East Antrim | Single wind turbine | Proposed 10kw wind turbine on 25m high lattice tower to provide electricity for existing farm and export to the grid | Approximately 197m North East of number 87 Ballyvallagh Road_x000D_ Ballyclare_x000D_ | 336144 | 394801 | Approved | 2012/13 | 2012-09-17 |  |  | Approved
J/2012/0190/F | 2012-06-01 | Derry and Strabane | Single wind turbine | Change of turbine from that previously approved under planning ref J/2011/0134/F (hub height 30m) to a vergnet wind turbine with 32.3m hub height and 16m blades (250kw) | 474m NW of 194 Berryhill Road_x000D_ Gobnascale Townland_x000D_ Donemana_x000D_ Co Tyrone_x000D_ | 242245 | 402938 | Approved | 2012/13 | 2012-10-29 |  |  | Approved
L/2012/0352/F | 2012-06-01 | Fermanagh and Omagh | Single wind turbine | Erection of 1 No 80Kw wind turbine with 18m Mono-pole (to hub height) & 18m rotor diameter. | Lands 377m South East of 290 Sligo Road Oakfield Enniskillen Co. Fermanagh. BT92 2GJ | 219240 | 340210 | Approved | 2013/14 | 2013-10-25 |  |  | Approved
L/2012/0354/F | 2012-06-01 | Fermanagh and Omagh | Single wind turbine | Erection of 1 no. 225kw wind turbine with 31m Mono-pole and 29m rotor diameter. | Prospect Hill Tattinbarr Brookeborough Co. Fermanagh. | 239479 | 337763 | Refused | 2014/15 | 2014-09-24 |  |  | Refused
L/2012/0355/F | 2012-06-01 | Fermanagh and Omagh | Single wind turbine | Erection of 1 no. 150kw wind turbine with 30m Mono-pole and 21m rotor diameter. | Lands 628m East 291 Lattone Road Lattone Belcoo Co. Fermanagh. BT93 5ER. | 201226 | 345468 | Withdrawn | 2013/14 | 2013-04-10 |  |  | Withdrawn
L/2012/0360/F | 2012-06-01 | Fermanagh and Omagh | Single wind turbine | Erection of 1 no. 225kw wind turbine with 31m Mono-pole and 27m rotor diameter. | Lands 731m North West of 152 Cooneen Road_x000D_ Tattenbuddagh_x000D_ Fivemiletown_x000D_ Co. Tyrone. BT75 0NQ_x000D_ | 245295 | 343614 | Approved | 2012/13 | 2012-10-22 |  |  | Approved
G/2012/0230/F | 2012-06-06 | Mid and East Antrim | Single wind turbine | A single wind turbine up to 250kw with a maximum tower height of up to 40m and a maximum blade diameter of up to 29m for farm diversification, comprising proposed entrance, amended and proposed new access tracks of 4.0m width, turbine assembly area, NIE ring main kiosk and all ancillary development and associated site works. | 267 metres North East of no 58 Tullykittagh Road Scotchomerbane Townland Ballymena Co. Antrim BT44 9PA | 311220 | 418119 | Approved | 2013/14 | 2013-06-24 |  |  | Approved
J/2012/0193/F | 2012-06-06 | Derry and Strabane | Single wind turbine | Erection of a wind turbine (250kw Max.) with a tower height of 40m. | Approx 550m NW of 94 Scraghy Road Castlederg | 221577 | 375390 | Withdrawn | 2014/15 | 2014-11-24 |  |  | Withdrawn
L/2012/0357/F | 2012-06-06 | Fermanagh and Omagh | Single wind turbine | Proposed erection of a wind turbine with a 30m hub height and a 30m rotor diameter with an output not exceeding 250kw. | 888m South West of 77 Cooneen Road_x000D_ Fivemiletown_x000D_ BT75 0NQ_x000D_ | 244913 | 344570 | Approved | 2012/13 | 2012-11-22 |  |  | Approved
M/2012/0305/F | 2012-06-06 | Mid Ulster | Single wind turbine | Replace existing turbine with 30m hub Nordtank 150kw | 100m South of 67 Rehaghy Road Aughnacloy | 271592 | 353051 | Refused | 2013/14 | 2014-02-18 |  |  | Refused
N/2012/0228/F | 2012-06-06 | Armagh, Banbridge and Craigavon | Single wind turbine | Erection of 20kw wind turbine on 20 metre mast | 170 metres south west of no 42 Carrick Road_x000D_ Portadown_x000D_ BT62 1PR_x000D_ | 298555 | 360588 | Withdrawn | 2012/13 | 2012-10-30 |  |  | Withdrawn
Q/2012/0190/F | 2012-06-06 | Armagh, Banbridge and Craigavon | Single wind turbine | Proposed 250kW wind turbine (hub height 35m and rotor diamenter 37m) and all associated ancillary works including temporary 30m high anemometer mast, new access track and NIE kiosk. | Approximately 310m South-East of No 50 Garvaghy Road Waringsford New Acces will egress onto Fedney Hill Road | 320585 | 347304 | Approved | 2013/14 | 2013-07-30 |  |  | Approved
Q/2012/0201/F | 2012-06-06 | Newry, Mourne and Down | Single wind turbine | Erection of 75KW Wind Turbine with Hub Height of 29m and 20.8m Rotar Diameter (Total Height 39.4m) in substitution to that previously appoved under Planning Reference Q/2010/0592/F. (Additional shadow flicker information) | Approx 95 metres north north east of 74 Castlewellan Road Dromara | 330520 | 348976 | Withdrawn | 2013/14 | 2014-03-19 |  |  | Withdrawn
S/2012/0349/F | 2012-06-06 | Lisburn and Castlereagh | Single wind turbine | Proposed 250kW wind turbine (Hub height 35m and rotor diamenter 37m) and all associated ancillary works including temporary 30m high anemometer mast and NIE Kiosk. Access is proposed via an existing agricultural laneway | Approximately 315m North-west of 52 Begny Hill Road_x000D_ Dromara Co Down_x000D_ | 330729 | 350418 | Refused | 2012/13 | 2013-01-30 |  |  | Refused
P/2012/0431/F | 2012-06-07 | Newry, Mourne and Down | Single wind turbine | Installation of 5kw Erance R9000 Wind Turbine on 15m Manopole | New Build Stewart Road Annalong Kilkeel Co Down (Adjacent to No.20) | 335532 | 318912 | Approved | 2013/14 | 2013-06-21 |  |  | Approved
J/2012/0198/F | 2012-06-08 | Derry and Strabane | Single wind turbine | Erection of 1 no. 225kw wind turbine with 31m mono-pole and 29m rotor diameter | Lands 311m South East of 9 Bullock Park Road_x000D_ Meancaragh_x000D_ Castlederg_x000D_ Co Tyrone_x000D_ | 228784 | 377773 | Refused | 2012/13 | 2012-12-21 |  |  | Refused
K/2012/0298/F | 2012-06-08 | Fermanagh and Omagh | Single wind turbine | Proposed installation of a wind turbine on a tubular tower up to 32.5m with a blade tip up to 46.0m with an associated switch room | 240m South of 41 Aghnagar Road_x000D_ Ballykeel_x000D_ Sixmilecross_x000D_ | 257084 | 365130 | Refused | 2012/13 | 2012-10-18 |  |  | Refused
K/2012/0299/F | 2012-06-08 | Fermanagh and Omagh | Single wind turbine | Proposed wind turbine (40m Hub Height - 225kw) to supply power to farm buildings _x0016_ surplus to grid | Lans approx 200m SW of 230 Barony Road_x000D_ Creggan_x000D_ Omagh_x000D_ | 263467 | 379568 | Approved | 2012/13 | 2013-01-04 |  |  | Approved
L/2012/0364/F | 2012-06-08 | Fermanagh and Omagh | Single wind turbine | Erection of 1 no. 80kw wind turbine on 18m mono-pole (to hub height) and 18m rotor diameter. | Pottiagh_x000D_ Roslea_x000D_ Co. Fermanagh._x000D_ | 254549 | 332693 | Approved | 2012/13 | 2012-11-23 |  |  | Approved
U/2012/0169/F | 2012-06-08 | Antrim and Newtownabbey | Single wind turbine | Installation of 5kw Evance R9000 Wind Turbine on 15m monopole | 46 Knockagh Road_x000D_ Newtownabbey_x000D_ Co Antrim_x000D_ BT36 5BW_x000D_ | 334724 | 386813 | Approved | 2012/13 | 2013-01-22 |  |  | Approved
Y/2012/0148/F | 2012-06-11 | Lisburn and Castlereagh | Single wind turbine | 40m hub 225kw wind turbine with 29m rotor (Amended Site Address and Plans) | Land 339m South East of no 118 Killynure Road Carryduff BT8 8EB | 338207 | 362823 | Approved | 2014/15 | 2014-07-02 |  |  | Approved
J/2012/0201/F | 2012-06-12 | Derry and Strabane | Single wind turbine | Proposed erection of a 330kw single wind turbine with a hub height of 30m. | Lands 370m NW of 212 Berryhill Road Donemana | 242663 | 402896 | Refused | 2014/15 | 2015-03-26 |  |  | Refused
J/2012/0202/F | 2012-06-13 | Derry and Strabane | Single wind turbine | Erection of a 150kw wind turbine on a 31m high tower | 125m North of 9 Ligford Road Cavanalee Strabane | 237654 | 395243 | Approved | 2013/14 | 2013-06-03 |  |  | Approved
J/2012/0203/F | 2012-06-14 | Derry and Strabane | Single wind turbine | Proposed 250KW Turbine with a 44m Hub | 300m South East of 11 Hillhead Road Urney Strabane BT82 9RD | 231193 | 392916 | Approved | 2015/16 | 2016-01-05 |  |  | Approved
K/2012/0314/F | 2012-06-14 | Fermanagh and Omagh | Single wind turbine | Proposed Minor Amendment to previous approval K/2010/0509/F. Amendment to previous approved wind turbine from lattice tower to monopole (tubular) tower and including associated electrical cabinet | Lands 298 M South West of No 10 Moorfield Road_x000D_ Trillick_x000D_ | 229968 | 358179 | Approved | 2012/13 | 2012-08-08 |  |  | Approved
K/2012/0315/F | 2012-06-14 | Fermanagh and Omagh | Single wind turbine | Proposed 250kw Wind Turbine with additional battery storage unit | 391m South East of 86 Dromore Road_x000D_ Fintona_x000D_ Co Tyrone_x000D_ | 242008 | 361661 | Approved | 2012/13 | 2012-11-14 |  |  | Approved
M/2012/0320/F | 2012-06-14 | Mid Ulster | Single wind turbine | Proposed Pioneer Wincon 250kw Wind Turbine with a 44m Hub and an additional battery storage | 285m NW of 16 Upper Cranlome Road Ballygawley Dungannon BT70 2HY_x000D_ | 265813 | 362942 | Approved | 2012/13 | 2013-03-15 |  |  | Approved
P/2012/0459/F | 2012-06-14 | Newry, Mourne and Down | Single wind turbine | Proposed Pioneer Wincon 250kw Wind Turbine with a 44m hub. | 342m South East of 29 Newry Road_x000D_ Crossmaglen_x000D_ Newry_x000D_ | 292067 | 315363 | Approved | 2012/13 | 2013-02-21 |  |  | Approved
K/2012/0316/F | 2012-06-15 | Fermanagh and Omagh | Single wind turbine | Proposed minor amendment to previous approval K/2010/0759/F. Amendment to previous approved wind turbine from lattice tower to monopole (tubular) tower & including associated electrical cabinet | Lands 350M West of No.10 Moorfield Road_x000D_ Trillick_x000D_ Omagh_x000D_ BT78 3TT_x000D_ | 229827 | 358283 | Approved | 2012/13 | 2012-08-08 |  |  | Approved
J/2012/0209/F | 2012-06-20 | Derry and Strabane | Single wind turbine | Erection of a 250kw single wind turbine with a hub height of 30m | Lands 545m NE of 44 Cavan Road Castlederg | 223802 | 385539 | Refused | 2015/16 | 2015-11-17 |  |  | Refused
L/2012/0385/F | 2012-06-20 | Fermanagh and Omagh | Single wind turbine | Erection of 1No20-250Kw wind turbine on mono pole with 30m tower (hub height) and 33m rotor diameter for farm supply and grid connection | Corlaght West Kesh Co.Fermanagh BT93 1FH. | 213923 | 367141 | Approved | 2013/14 | 2013-07-05 |  |  | Approved
O/2012/0277/F | 2012-06-20 | Armagh, Banbridge and Craigavon | Single wind turbine | Erection of a wind turbine with a 30m hub height and a 30m rotor diameter with an output not exceeding 250kW | 358m East North East of 103 Armagh Road_x000D_ Corran_x000D_ Newtownhamilton_x000D_ BT35 0HJ_x000D_ | 290718 | 334697 | Approved | 2012/13 | 2012-12-17 |  |  | Approved
B/2012/0177/F | 2012-06-21 | Causeway Coast and Glens | Single wind turbine | Proposed erection of a wind turbine with a 40m hub height and a 30m rotor diameter with a maximum output not exceeding 250kW | 273m South West of 61 Ballyavelin Road_x000D_Limavady_x000D_Co. Derry_x000D_BT49 0NQ_x000D_ | 270448 | 420233 | Approved | 2012/13 | 2013-01-17 |  |  | Approved
L/2012/0402/F | 2012-06-21 | Fermanagh and Omagh | Single wind turbine | Proposed wind turbine (capacity up to 250Kw) 31.5m hub height, 25m blade diameter serve applicants farm with surplus exported to grid | Dooletter and Aghanaglack townlands_x000D_ Boho_x000D_ Enniskillen._x000D_ | 209701 | 343318 | Withdrawn | 2012/13 | 2013-01-17 |  |  | Withdrawn
T/2012/0222/F | 2012-06-21 | Antrim and Newtownabbey | Single wind turbine | Erection of 1 no. 150kw wind turbine with a hub height of 30m to support farm business | 170m South West of 115 Barnish Road Randalstown | 312090 | 390396 | Refused | 2013/14 | 2013-09-27 |  |  | Refused
E/2012/0118/F | 2012-06-22 | Causeway Coast and Glens | Single wind turbine | Proposed Site for New 1 no Wind Turbines up to 250kw, with a Hub Height up to 50m and up to 65m to the Blade Tip complete with control room to serve farm and grid | Approx 323mm East South East from 157 Glenshesk Road (Knockans Lane) Armoy | 308957 | 434260 | Refused | 2014/15 | 2015-02-23 |  |  | Refused
J/2012/0215/F | 2012-06-22 | Derry and Strabane | Single wind turbine | Proposed 250kw wind turbine (30m hub height) to serve existing farm dwelling with spillage to the grid | 650m NW of 24 Urbalreagh Road Victoria Bridge | 234833 | 388265 | Withdrawn | 2013/14 | 2013-11-26 |  |  | Withdrawn
K/2012/0337/F | 2012-06-22 | Fermanagh and Omagh | Single wind turbine | Proposed ground and roof mounted solar photovoltaic arrays for electricity generation and associated works | Approx 330m South of 56 Quarry Road_x000D_ Carrickmore_x000D_ | 261131 | 371470 | Approved | 2012/13 | 2012-07-26 |  |  | Approved
K/2012/0338/F | 2012-06-22 | Fermanagh and Omagh | Single wind turbine | Proposed roof mounted photovoltaic array for electricity generation and associated works | Poultry Unit approx 80m East of No. 25 Gargrim Road_x000D_ Fintona_x000D_ Co. Tyrone_x000D_ | 246626 | 360581 | Approved | 2012/13 | 2012-08-06 |  |  | Approved
K/2012/0340/F | 2012-06-22 | Fermanagh and Omagh | Single wind turbine | Proposed 250kW wind turbine (30m hub height) to serve existing farm dwelling with spillage to the grid | Site 330m West of 6 Crowhill Road Newtownstewart Co Tyrone | 244401 | 386423 | Approved | 2013/14 | 2013-05-10 |  |  | Approved
K/2012/0342/F | 2012-06-22 | Fermanagh and Omagh | Single wind turbine | Proposed 250kw wind turbine (40m hub height) to serve existing farm dwelling with spillage to the grid | 205m SE of 58 Gorticashel Road Gortin | 252629 | 386940 | Withdrawn | 2013/14 | 2013-08-30 |  |  | Withdrawn
K/2012/0343/F | 2012-06-22 | Fermanagh and Omagh | Single wind turbine | Proposed 250kW wind turbine (40m hub height) to serve existing farm dwelling with spillage to the grid | Site 320m North East of 56 Culvacullion Road Gortin Co Tyrone | 249247 | 387892 | Withdrawn | 2013/14 | 2013-08-30 |  |  | Withdrawn
R/2012/0330/F | 2012-06-25 | Newry, Mourne and Down | Single wind turbine | Increase in Hub Height of Wind Turbine previously approved under planning ref R/2011/0742/F from 30m to 40m. Same location. Output not exceeding 250kw. | 320m North East of 45 Church Road_x000D_ Rademon_x000D_ Crossgar_x000D_ Downpatrick BT309HR_x000D_ | 343880 | 351445 | Approved | 2012/13 | 2012-11-13 |  |  | Approved
J/2012/0221/F | 2012-06-26 | Derry and Strabane | Single wind turbine | Single 250kW wind turbine on a farm, rotor diameter 30m and hub height 30m and construction of associated access laneway | Lands approximately 240 metres South West of no 99A Curlyhill Road Strabane | 237621 | 397607 | Approved | 2013/14 | 2013-07-30 |  |  | Approved
L/2012/0408/F | 2012-06-26 | Fermanagh and Omagh | Single wind turbine | Erection of wind turbine with 32.3m hub height and 32m blade diameter. | 200m east of 129 Belfast Road Derrybeg Enniskillen BT74 4HR. | 226516 | 340726 | Refused | 2013/14 | 2013-10-30 |  |  | Refused
L/2012/0417/F | 2012-06-26 | Fermanagh and Omagh | Single wind turbine | Erection of 1 No. 225kw wind turbine on 32m tower (to hub height) and 29m rotor diameter. | Lands 328m north-west of 119 Teigues Hill Rd_x000D_ Eshnasillog_x000D_ Brookeborough_x000D__x000D_Co. Fermanagh_x000D_ BT94 4HR._x000D_ | 244251 | 339325 | Approved | 2012/13 | 2012-11-22 |  |  | Approved
J/2012/0225/F | 2012-06-27 | Derry and Strabane | Single wind turbine | Proposed 225kw wind turbine; 31m hub height | Lands 130m North of 17 Folliard Road Sion Mills | 230181 | 388075 | Refused | 2015/16 | 2015-10-21 |  |  | Refused
M/2012/0353/F | 2012-06-27 | Mid Ulster | Single wind turbine | Erection of single wind turbine - 32.3m hub height with 16m blades, 250kW output (amended site location) | 350m NW of 90 Aghnagar Road Dungannon | 267934 | 363780 | Approved | 2013/14 | 2013-08-27 |  |  | Approved
S/2012/0413/F | 2012-06-27 | Lisburn and Castlereagh | Single wind turbine | Proposed erection of a wind turbine with a 30m hub height and a 30m rotor diameter with a maximum output not exceeding 250kW | 660m south-east of 16 Ballyclough Road_x000D_ Lisburn_x000D_ Co Antrim_x000D_ BT28 3UY_x000D_ | 322736 | 367640 | Withdrawn | 2012/13 | 2013-03-01 |  |  | Withdrawn
X/2012/0282/F | 2012-06-27 | Ards and North Down | Single wind turbine | Proposed 250 kW wind turbine with wind mast height 30m and rotor diamenter 30m to generate electricity for applicants business and export to grid. | Approximately 300m NW of 239 Bangor Road Newtownards Co Down | 349555 | 376655 | Approved | 2013/14 | 2013-07-08 |  |  | Approved
C/2012/0276/F | 2012-06-28 | Strategic Planning Division | Wind farm | Windfarm comprising 5 wind turbines up to a maximum of 120.5m tip height (comprising a configuration of up to 85m towers and 3 up to 35.5m blades). The development will also comprise associated transformers, one permanent meteorological monitoring mast, communication tower, site access tracks, gates, temporary site compound, substation, electrical cabling, one site entrance including road improvement works at the existing site entrance of Ballyrogan Road, and all other ancillary works | land approximately 870m west of 40 Ballyrogan Road Garvagh Co Londonderry BT51 5EY | 279402 | 416930 | Approved | 2013/14 | 2013-04-12 |  |  | Approved
K/2012/0354/F | 2012-06-28 | Fermanagh and Omagh | Single wind turbine | Installation of a 250kw wind turbine, tower height of 30m and a blade span of 33m to provide power to farm and excess to the grid | 310m West of 112 Loughmallon Road Cavankeeran Pomeroy | 265615 | 374103 | Approved | 2014/15 | 2014-07-09 |  |  | Approved
L/2012/0421/F | 2012-06-28 | Fermanagh and Omagh | Single wind turbine | Erection 1 No. 20-250Kw wind turbine on mono pole with 30m tower (hub height) and 31m rotor diameter for farm supply and grid connection | Killymendon Ballinamallard BT94 2JF | 226989 | 354589 | Approved | 2013/14 | 2013-06-26 |  |  | Approved
H/2012/0233/F | 2012-06-29 | Mid Ulster | Single wind turbine | Proposed 250KW wind turbine (46m tower and 30m blade span) to supply farm and surplus to grio | Approximately 770m SE of 41 Halfgayne Road_x000D_ Swatragh_x000D_ | 284393 | 405930 | Approved | 2012/13 | 2013-01-10 |  |  | Approved
H/2012/0234/F | 2012-06-29 | Mid Ulster | Single wind turbine | Proposed 250kw wind turbine (46m tower and 30m blade span) to supply farm and surplus to grid | Approximately 630m SE of 41 Halfgayne Road_x000D_ Swatragh_x000D_ | 284402 | 406149 | Approved | 2012/13 | 2013-01-10 |  |  | Approved
J/2012/0227/F | 2012-06-29 | Derry and Strabane | Single wind turbine | Proposed 250kw wind turbine (30m hub height) sold to grid (amended address). | 220m NE of 23 Carrigans Road Newtownstewart BT78 4EG | 242017 | 384796 | Approved | 2013/14 | 2014-01-30 |  |  | Approved
K/2012/0356/F | 2012-06-29 | Fermanagh and Omagh | Single wind turbine | Erection of 250 KW wind turbine with 32.3m hub height and 32m blade diameter (power to farm, surplus to the grid) | Approx 270m South of 26 Castlehill Road_x000D_ Trillick_x000D_ | 231828 | 358347 | Approved | 2012/13 | 2012-11-14 |  |  | Approved
K/2012/0357/F | 2012-06-29 | Fermanagh and Omagh | Single wind turbine | Erection of a wind turbine with a hub height of 32.3m and a 32m blade diameter | 390m SW of 76 Botera Upper Road Omagh | 239239 | 371707 | Withdrawn | 2013/14 | 2014-01-27 |  |  | Withdrawn
K/2012/0359/F | 2012-06-29 | Fermanagh and Omagh | Single wind turbine | Erection of 1 no 225kw wind turbine on 32m tower (to hub height) with 29m rotor diameter | Lands 157m North West of 57 Altanaveragh Road Lurganaglore Omagh Co Tyrone | 248716 |  | Approved | 2013/14 | 2013-04-12 |  |  | Approved
K/2012/0361/F | 2012-06-29 | Fermanagh and Omagh | Single wind turbine | Erection of 1 No. 225kw wind turbine on 40m tower to hub height) and 29m rotor diameter | Lands 177m North of 38 Mulnafye Road_x000D_ Omagh_x000D_ Co Tyrone_x000D_ BT79 0PG_x000D_ | 254714 | 377399 | Approved | 2012/13 | 2012-12-06 |  |  | Approved
K/2012/0362/F | 2012-06-29 | Fermanagh and Omagh | Single wind turbine | Erection of 1 No. 225kw wind turbine on 40m tower (to hub height) and 29m rotor diameter | Lands 234m North East of 38 Mulnafye Road Omagh Co. Tyrone BT79 0PG | 254774 | 377422 | Approved | 2013/14 | 2013-06-12 |  |  | Approved
L/2012/0436/F | 2012-06-29 | Fermanagh and Omagh | Single wind turbine | Erection of 2 No. 20kW wind turbines on 20m tower (to hub height) with 12.8 rotor diameter | Lands 164m North-East & lands 134 North-East of 59 Tonyglaskan Rd_x000D_ Tempo_x000D_ Co Fermanagh_x000D_ BT94 3NS_x000D_ | 237530 | 352392 | Approved | 2012/13 | 2012-12-21 |  |  | Approved
F/2012/0133/F | 2012-07-02 | Mid and East Antrim | Single wind turbine | Proposed 80KW wind turbine with 18m rotor diameter | 130m South West of 30 Cairncastle Road Ballygally Larne BT40 2RB | 336458 | 407557 | Approved | 2014/15 | 2015-01-23 |  |  | Approved
J/2012/0228/F | 2012-07-02 | Derry and Strabane | Single wind turbine | Single wind turbine with hub height of 30 metres and blade diameter of 30 metres (not to exceed 250kw output) and associated access road (amended description- reduced hub height by 10metres) | Lands 520m South of no 10 Lisdoo Road Clady Co Tyrone | 229858 | 390604 | Approved | 2014/15 | 2014-04-18 |  |  | Approved
F/2012/0134/F | 2012-07-03 | Mid and East Antrim | Single wind turbine | 2KW wind turbine on 8 metre tower ,associated compound with kiosk, generator, solar panels and paladin fencing | F G Wilson Ltd_x000D_ Old Glenarm Road Larne BT40 1EJ_x000D_ | 340635 | 403992 | Withdrawn | 2012/13 | 2012-10-10 |  |  | Withdrawn
K/2012/0363/F | 2012-07-03 | Fermanagh and Omagh | Single wind turbine | Installation of a wind turbine for a farm. Turbine will be 20m high. | Approx 200m ESE of 81 Aghafad Road_x000D_ Fintona_x000D_ | 246123 | 358870 | Approved | 2012/13 | 2012-11-14 |  |  | Approved
B/2012/0193/F | 2012-07-04 | Causeway Coast and Glens | Single wind turbine | Erection of a 20KW wind turbine with a tower height of 20m | Approx. 170m. west of 97 Altmover Road_x000D_ Dungiven._x000D_ | 264600 | 410630 | Approved | 2012/13 | 2012-10-19 |  |  | Approved
K/2012/0366/F | 2012-07-04 | Fermanagh and Omagh | Single wind turbine | Erection/Relocation of 1 no. 6kw wind turbine (hub height 15m, rotor diameter 5.5m) the ref number of the previous approval of the turbine to be relocated is K/206/1977/F. (Amended description) | 87_x000D_ Claragh Road_x000D_ Drumquin_x000D_ | 237547 | 374855 | Approved | 2012/13 | 2012-11-15 |  |  | Approved
K/2012/0367/F | 2012-07-04 | Fermanagh and Omagh | Single wind turbine | Proposed site for 225kw Wind Turbine for Grid Connection on 30m Monopole with 12.5m Radius Blades (amended elevations of turbine) | 275m N.E. of junction of Shane Road/Whitebridge Road Sixmilecross Omagh | 261976 | 364539 | Approved | 2013/14 | 2013-06-14 |  |  | Approved
M/2012/0371/F | 2012-07-04 | Mid Ulster | Single wind turbine | Proposed installation of a wind turbine on a tubular tower - height 51.5m with blade tip height 66.0m with associated switch room (Amended drawings) | 240mts South West of no 80 Tullydraw Road Tulnagall Dungannon | 276854 | 367498 | Approved | 2013/14 | 2013-05-23 |  |  | Approved
G/2012/0281/F | 2012-07-05 | Mid and East Antrim | Single wind turbine | Erection of 1No.wind turbine on 32m mono-pole (to hub height) and 29m rotor diameter | Lands 296m North West of 26 Elgany Road Broughshane Ballymena BT43 7HT | 316164 | 410669 | Refused | 2015/16 | 2015-07-22 |  |  | Refused
I/2012/0268/F | 2012-07-05 | Mid Ulster | Single wind turbine | Erection of a 150kw wind turbine with a hub height of 30m | 480m SE of 55 Coagh Road Stewartstown | 286729 | 371729 | Approved | 2013/14 | 2014-03-24 |  |  | Approved
J/2012/0232/F | 2012-07-05 | Derry and Strabane | Single wind turbine | Proposed 40m high 250kw wind turbine to provide electricity for farm yard with excess exported to the grid | 720m SE of 90 Castlewarren Road_x000D_ Donemana_x000D_ | 247232 | 407277 | Approved | 2012/13 | 2012-10-12 |  |  | Approved
M/2012/0374/F | 2012-07-05 | Mid Ulster | Single wind turbine | Proposed installation of a 50kw wind turbine on a 36.5m high tubular tower type mast, blade tip 46.1m high | 195m SW of 18 Tulnagall Road_x000D_ Tulnagall_x000D_ Dungannon_x000D_ | 276342 | 367113 | Refused | 2012/13 | 2012-12-10 |  |  | Refused
K/2012/0372/F | 2012-07-06 | Strategic Planning Division | Wind farm | Proposed amendments to existing consented windfarm (K/2008/1153/F) to include an 1. increase in overall turbine height from 99.5m to up to 126.5m, rotor diameter from 71m up to 93m and turbine tower height from 64m up to 85m 2. provision for potential increase in foundation dimensions, from 16.8 m diameter to up to 21m x 21m. | Crockbaravally Windfarm Whitebridge Road Sixmilecross Co Tyrone BT79 9EH | 262233 | 363422 | Approved | 2013/14 | 2013-07-03 |  |  | Approved
H/2012/0241/F | 2012-07-09 | Mid Ulster | Single wind turbine | 1no domestic wind turbine with a hub height of 20 m, blade diametre of 13.1 and a maximum power rating of 20kw | 175m North West of 49 Gulladuff Road_x000D_ Maghera_x000D_ | 289426 | 399199 | Withdrawn | 2012/13 | 2012-12-12 |  |  | Withdrawn
O/2012/0321/F | 2012-07-09 | Armagh, Banbridge and Craigavon | Single wind turbine | Erection of 1no. wind turbine on 32m mono-pole (to hub height) and 29m rotor diameter (additional bat survey submitted) | Lands 142 metres east of 78 Glassdrummond Road Derrynoose Keady | 278724 | 333217 | Refused | 2014/15 | 2014-04-29 |  |  | Refused
P/2012/0546/F | 2012-07-09 | Newry, Mourne and Down | Single wind turbine | Proposed Endurance E3120 50kW Wind turbine (24.6m Tube Tower Construction) to support existing farm business. | 170m WNW of 1 Carrickrovaddy Road Belleek Newry | 296778 | 326108 | Approved | 2014/15 | 2014-07-24 |  |  | Approved
X/2012/0301/F | 2012-07-09 | Ards and North Down | Single wind turbine | Erection of 1no wind turbine | 400m South East if 1B Ballyhemlin Road Ballyhalbert BT22 2QY | 362649 | 363665 | Approved | 2013/14 | 2013-08-20 |  |  | Approved
K/2012/0384/F | 2012-07-10 | Fermanagh and Omagh | Wind farm | Erection of wind farm and associated infrastructure comprising: 5 No. three bladed, horizontal axis wind turbines each with a maximum tip height of 115m and hub height of 70m; 1 No. permanent, free standing meteorological mast (80m); internal site access tracks, spoil deposition areas, construction corridor, 2 No. temporary site compounds, sub-station building and control room, and all ancillary works including turbine delivery route works. | lands at Greenan Mountain north of Drumlish Road and west of Holme Road approx 5km east of Lack. Turbine delivery route works required at Tirwinny Road/Cloaghty Church junction Keeran Bridge Market Street and Mountain Road/Strandhone Road Junctions. | 230375 | 367455 | Refused | 2015/16 | 2016-02-01 |  |  | Refused
O/2012/0324/F | 2012-07-10 | Armagh, Banbridge and Craigavon | Single wind turbine | Single wind turbine with a tower height of 40m and max output of 250kw | 240m North of 18b Derryraine Road_x000D_ Armagh_x000D_ BT60 1NZ_x000D_ | 290334 | 343464 | Approved | 2012/13 | 2012-11-13 |  |  | Approved
L/2012/0455/F | 2012-07-11 | Fermanagh and Omagh | Single wind turbine | Erection of 1 No. 20kW wind turbine, hub height 20.58m, rotor diameter 13.1m | 200m North East of 90 Tonyglaskin Rd_x000D_ Letterbailey_x000D_ Tempo. BT94 3NU_x000D_ | 237039 | 353657 | Approved | 2012/13 | 2012-11-22 |  |  | Approved
E/2012/0130/F | 2012-07-16 | Causeway Coast and Glens | Single wind turbine | Erection of 20kW wind turbine with 20m hub height and 13.1m blade diameter | 218m NW Of 92 Carrowreagh Road Armoy Ballymoney | 304312 | 434805 | Withdrawn | 2013/14 | 2013-05-23 |  |  | Withdrawn
L/2012/0465/F | 2012-07-16 | Fermanagh and Omagh | Single wind turbine | Erection of a 50kw wind turbine with a tower height of 30m + 20.8m blade diameter. | Approx 190m west of 29 Corratistune Road_x000D_ Derrylin._x000D_ | 228881 | 327576 | Approved | 2012/13 | 2012-11-21 |  |  | Approved
L/2012/0468/F | 2012-07-16 | Fermanagh and Omagh | Single wind turbine | Erection of 1 No. 80Kw wind turbine on 26.83m tower (to hub height) and 18m rotor diameter. | Lands 267m West of 16 Lisblake Road_x000D_ Knocknabrattage or Greentown_x000D_ Enniskillen_x000D_ Co Fermanagh_x000D_ BT92 1BU_x000D_ | 215791 | 334928 | Approved | 2012/13 | 2012-11-21 |  |  | Approved
L/2012/0469/F | 2012-07-16 | Fermanagh and Omagh | Single wind turbine | Erection of 1 No. 225kw wind turbine on 32m tower (to hub height) and 27m rotor diameter | Lands 735m North East of 13 Mantlin Road_x000D_ Kesh_x000D_ Co Fermanagh_x000D_ | 219123 | 363760 | Approved | 2012/13 | 2012-11-22 |  |  | Approved
J/2012/0246/F | 2012-07-17 | Derry and Strabane | Single wind turbine | Erection of a 250kw wind turbine at hub height of 41m to serve farm and grid | 420m SE of 31 Coolaghy Road Ardstraw | 235254 | 385322 | Approved | 2013/14 | 2013-06-27 |  |  | Approved
J/2012/0247/F | 2012-07-17 | Derry and Strabane | Single wind turbine | Erection of a 250kw wind turbine at hub height of 41m | 750m South of 13 Pullyernan Road Castlederg | 223913 | 385442 | Refused | 2015/16 | 2015-11-17 |  |  | Refused
K/2012/0388/F | 2012-07-17 | Fermanagh and Omagh | Single wind turbine | Erection of 1 No. 225kw wind turbine on 32m tower (to hub height) and 27m rotor diameter | Lands 526m South East of 77 Bernisk Road Cavanreagh Sixmilecross Co Tyrone BT79 9ED | 261211 | 367004 | Approved | 2013/14 | 2013-05-10 |  |  | Approved
O/2012/0325/F | 2012-07-17 | Armagh, Banbridge and Craigavon | Single wind turbine | Proposed erection of a wind turbine with a 30 metre hub height and a 30 metre rotor diameter with a maximum output not exceeding 250kw | 260 metres west of 236 Monaghan Road Armagh | 278464 | 338545 | Approved | 2013/14 | 2014-03-26 |  |  | Approved
O/2012/0326/F | 2012-07-17 | Armagh, Banbridge and Craigavon | Single wind turbine | Erection of a wind turbine with a 40m hub height and a 30m rotor diameter with a maximum output not exceeding 250kw | 245 metres south of 10 Kennedies Road Killylea BT60 4NQ | 279098 | 344103 | Approved | 2013/14 | 2013-07-22 |  |  | Approved
P/2012/0567/F | 2012-07-17 | Newry, Mourne and Down | Single wind turbine | Proposed erection of a wind turbine with a 30m hub height and a 30m rotor diameter with a maximum output not exceeding 250kw | 203 metres north of 23 Kilrea Road Knockduff Jerrettspass Newry_x000D_ | 304751 | 333886 | Approved | 2012/13 | 2013-03-19 |  |  | Approved
M/2012/0393/F | 2012-07-18 | Mid Ulster | Single wind turbine | Proposed 225kw wind turbine measuring 40 metres from ground to hub height and with a rotor blade diameter of 29 metres - in substitute for turbine approved under planning reference M/2011/0693/F. | Lands approximately 80 metres north east of 6 Garvagh Road_x000D_ Donaghmore_x000D_ Dungannon_x000D_ | 277168 | 366199 | Approved | 2012/13 | 2012-12-03 |  |  | Approved
N/2012/0308/F | 2012-07-18 | Armagh, Banbridge and Craigavon | Single wind turbine | Erection of wind turbine 30.400 metres to hub. Green electricity output to offset carbon emissions in support of established horticultural business on this site (Shadow flicker report received) | Approximately 120 metres north 30 Derrykerran Road Portadown Craigavon BT62 1UQ | 296832 | 359314 | Approved | 2013/14 | 2013-07-08 |  |  | Approved
P/2012/0572/F | 2012-07-18 | Newry, Mourne and Down | Single wind turbine | Proposed erection of 1 no. wind turbine on 25 metre monopole | 355 metres east of no.2a Belmont Road_x000D_ Kilkeel_x000D_ Co Down BT34 4LA_x000D_ | 328688 | 313430 | Refused | 2012/13 | 2012-12-19 |  |  | Refused
P/2012/0573/F | 2012-07-18 | Newry, Mourne and Down | Single wind turbine | Erection of 1 no. wind turbine on 25 metre monopole | 340m East of No. 2a Belmont Road_x000D_ Kilkeel_x000D_ | 328671 | 313445 | Refused | 2012/13 | 2012-12-18 |  |  | Refused
H/2012/0254/F | 2012-07-19 | Mid Ulster | Single wind turbine | Proposed erection of wind turbine with 30m hub height and a 30m rotor diameter with a maximum output not exceeding 250kw | 310m North East of 38 Luney Road Magherafelt | 287050 | 392369 | Approved | 2013/14 | 2013-05-21 |  |  | Approved
B/2012/0208/F | 2012-07-20 | Causeway Coast and Glens | Single wind turbine | Erection of single wind turbine- 32.3m hub height with 16m blades, 250kw output. | 300m South of 120 Killunaught Road_x000D_ Dungiven._x000D_ | 264461 | 409904 | Withdrawn | 2012/13 | 2013-03-11 |  |  | Withdrawn
C/2012/0304/F | 2012-07-20 | Causeway Coast and Glens | Single wind turbine | Erection of 1 no 250kw Wind Turbine with a hub height of 40m and 29m blades | 520m North West of 1 Letterloan Road Macosquin | 281593 | 427620 | Withdrawn | 2013/14 | 2013-08-20 |  |  | Withdrawn
C/2012/0305/F | 2012-07-20 | Causeway Coast and Glens | Single wind turbine | Erection of 1 no 250kw Wind Turbine with a hub height of 40m and 29m blades | 390m North West of 1 Letterloan Road Macosquin | 281649 | 427518 | Withdrawn | 2013/14 | 2013-08-20 |  |  | Withdrawn
I/2012/0283/F | 2012-07-20 | Mid Ulster | Single wind turbine | Erection of a farm wind turbine with a hub height of 36m | 180m NE of 15 Ballynagarve Road_x000D_ Ballyronan_x000D_ | 294531 | 386662 | Approved | 2012/13 | 2013-03-15 |  |  | Approved
C/2012/0309/F | 2012-07-23 | Causeway Coast and Glens | Single wind turbine | Proposed erection of wind turbine with 30m hub height and 30m rotor diameter with a maximum output not exceeding 250kw. | 310m South East of 23 Glenleary Road_x000D_ Coleraine_x000D_ Co. Derry_x000D_ BT51 3QY._x000D_ | 285682 | 426927 | Approved | 2012/13 | 2012-11-28 |  |  | Approved
K/2012/0394/F | 2012-07-23 | Fermanagh and Omagh | Single wind turbine | Erection of a wind turbine with 32.3m hub height and 32m blade diameter | 242m North of 9 Craighill Road Crosh Omagh | 249937 | 376117 | Approved | 2013/14 | 2013-08-16 |  |  | Approved
K/2012/0395/F | 2012-07-23 | Fermanagh and Omagh | Single wind turbine | Proposed 20kw wind turbine with rotor diameter 12.8m and hub height of 20.7m to generate electricity for farm use with surplus to the grid | 170m SE of 86 Tummery Road_x000D_ Dromore_x000D_ | 231749 | 361904 | Approved | 2012/13 | 2012-12-10 |  |  | Approved
L/2012/0490/F | 2012-07-24 | Fermanagh and Omagh | Single wind turbine | Erection of 1 n. 225kw Wind Turbine on 32m hub height tower and 27m rotor diameter. | Lands 0.7km north of 22 Aghanglogh Road_x000D_ Greaghcashel_x000D_ Lisnaskea_x000D_ Co. Fermanagh. BT92 5BQ_x000D_ | 241754 | 333995 | Approved | 2012/13 | 2012-11-22 |  |  | Approved
L/2012/0493/F | 2012-07-25 | Fermanagh and Omagh | Single wind turbine | Erection 1 No. 20-250Kw wind turbine on mono pole with 30m tower (hub height) and 30m rotor diameter for farm supply and grid connection | Approximately 330m South West of 60 Chapel Road Coa Ballinamallard BT94 2BE | 227418 | 351051 | Approved | 2013/14 | 2013-10-23 |  |  | Approved
J/2012/0260/F | 2012-07-26 | Derry and Strabane | Single wind turbine | Proposed 250kw wind turbine with hub height 31m and 27m rotor diameter to produce electricity for export to the grid | Approx 729m South West of 83 Curly Hill Road Castletown Strabane | 236762 | 397924 | Withdrawn | 2013/14 | 2013-11-21 |  |  | Withdrawn
K/2012/0404/F | 2012-07-26 | Fermanagh and Omagh | Single wind turbine | Proposed 225kw wind turbine with 27m rotar diameter and 31m hub height to produce electricity for export to the grid | Approx 490m South West of 15 Lisnahanna Road Trillick Co Tyrone | 229151 | 356225 | Approved | 2013/14 | 2013-11-06 |  |  | Approved
H/2012/0270/F | 2012-07-30 | Mid Ulster | Single wind turbine | Erection of a wind turbine with a tower height of 30m for domestic use. (Replacement of existing redundant turbine) | Aprox 100m North West of 32 Cloane Road_x000D_Draperstown_x000D_ | 277088 | 398105 | Approved | 2012/13 | 2013-01-23 |  |  | Approved
N/2012/0331/F | 2012-07-30 | Armagh, Banbridge and Craigavon | Single wind turbine | Erection of a wind turbine with a tower height of 37 metres (Noise Assessment) | Approx. 190 metres North West of 37 Lisnasure Road Donaghcloney Craigavon BT66 7NN | 314306 | 354114 | Approved | 2013/14 | 2013-11-26 |  |  | Approved
A/2012/0363/F | 2012-07-31 | Derry and Strabane | Single wind turbine | 250KW Wind Turbine on a 40m tall tower. | 372m South West of 54 Slaghtmanus Road Londonderry. | 251433 | 412260 | Approved | 2013/14 | 2014-03-19 |  |  | Approved
K/2012/0417/F | 2012-07-31 | Fermanagh and Omagh | Single wind turbine | Erection of a wind turbine (not to exceed 250KW) on a tubular tower of up to 40m mono-pole (to hub height) and blade tip of 55 metres. (Re-advertisement - Amended Description) | Lands 283m North of 29 Derrybard Road Carnalea Seskinore Co Tyrone | 246052 | 361639 | Approved | 2013/14 | 2013-08-16 |  |  | Approved
K/2012/0418/F | 2012-07-31 | Fermanagh and Omagh | Single wind turbine | Erection of 225kw wind turbine on 28.6m monopole tower, to power on-site plant and export | Approximately 365m South of 92 Toddsleap Road Sixmilecross | 259942 | 363089 | Approved | 2013/14 | 2013-05-14 |  |  | Approved
M/2012/0409/F | 2012-07-31 | Mid Ulster | Single wind turbine | Wind turbine (hub height of 41 metres and blade diameter of 27 metres) | 150 metres North West of 39 Creevelough Road_x000D_ Dungannon_x000D_ | 273877 | 353331 | Withdrawn | 2012/13 | 2012-12-28 |  |  | Withdrawn
M/2012/0410/F | 2012-08-01 | Mid Ulster | Single wind turbine | Erection of a wind turbine with a maximum output of 150kw and tip height of 45m to replace existing turbine with 45.5m tip height | 150m South of 158 Coash Road_x000D_ Dungannon_x000D_ | 284598 | 362395 | Approved | 2012/13 | 2013-01-14 |  |  | Approved
A/2012/0373/F | 2012-08-02 | Derry and Strabane | Single wind turbine | Erection of single wind turbine- 30.4m hub height and 14.55m blades, 250kw output. | 550m NW of 7 Lackagh Road Lackagh Londonderry. | 247563 | 406367 | Approved | 2014/15 | 2014-04-09 |  |  | Approved
L/2012/0524/F | 2012-08-03 | Fermanagh and Omagh | Single wind turbine | Proposed 10Kw wind turbine with rotor diameter 7m and 20m hub height to generate electricity for farm use with surplus to grid | Bunlougher_x000D_ Rosslea_x000D_ Co Fermanagh_x000D_ | 249922 | 336813 | Approved | 2012/13 | 2012-11-22 |  |  | Approved
D/2012/0185/F | 2012-08-06 | Causeway Coast and Glens | Single wind turbine | Erection of a 31m Hub Height Vestas v27 225kw Wind Turbine for Dairy Farm and associated Residential Use - Amended Location ( Previously under app. D/2011/0202/F.) | Lands to the Rear of 15 Landhead Road_x000D_ Dunaghy_x000D_ Ballymoney_x000D_ Co. Antrim_x000D_ BT53 7HD._x000D_ | 297418 | 425819 | Withdrawn | 2012/13 | 2013-02-20 |  |  | Withdrawn
F/2012/0159/F | 2012-08-06 | Mid and East Antrim | Single wind turbine | Proposed erection of a single wind turbine with a tower height of 30m (accessed from Tureagh Rd) for connection into the grid (commercial). | 290m South East of 34 Crosshill Road Larne BT45 4EB | 338051 | 396748 | Approved | 2013/14 | 2013-11-29 |  |  | Approved
J/2012/0273/F | 2012-08-07 | Derry and Strabane | Single wind turbine | Erection of 250kW wind turbine at hub height of 41m to serve farm and grid | 110m North West of 34 Magheracreggan Road Castlederg Co Tyrone | 231209 | 381291 | Withdrawn | 2014/15 | 2014-06-18 |  |  | Withdrawn
J/2012/0274/F | 2012-08-07 | Derry and Strabane | Single wind turbine | Erection of 250kW wind turbine at hub height of 50m to serve agricultural feed business and grid | 230m North West of 31 Drumlegagh Church Road_x000D_ Newtownstewart_x000D_ Co Tyrone_x000D_ | 233141 | 380419 | Refused | 2012/13 | 2013-02-27 |  |  | Refused
J/2012/0275/F | 2012-08-07 | Derry and Strabane | Single wind turbine | Erection of 250KW wind turbine at hub height of 41m | 470m North West of 39 Kilclean Road Castlederg | 225634 | 386148 | Approved | 2013/14 | 2014-01-30 |  |  | Approved
L/2012/0543/F | 2012-08-08 | Fermanagh and Omagh | Single wind turbine | Proposed 250kw wind turbine with mast height of 30m and blade diameter of 30m for farm use and surplus to be exported to the grid | 283m SE of 256 Tummery Road_x000D_ Irvinestown_x000D_ | 226927 | 359002 | Approved | 2012/13 | 2012-12-27 |  |  | Approved
L/2012/0544/F | 2012-08-08 | Fermanagh and Omagh | Single wind turbine | Erection of 1 No. 225kW Wind Turbine on 32m tower (to hub height) and 29m rotor diameter. | Lands 503m East of 70 Stranafeley Road_x000D_ Bunlougher_x000D_ Brookeborough_x000D_ Co Fermanagh_x000D_ BT94 4HH_x000D_ | 241142 | 336713 | Approved | 2012/13 | 2013-01-21 |  |  | Approved
L/2012/0545/F | 2012-08-08 | Fermanagh and Omagh | Single wind turbine | Erection of 1 No. 225kW Wind Turbine on 40m tower (to hub height) and 29m rotor diameter. | Lands 347m South of 32 Glenarm Road_x000D_ Glenarm_x000D_ Lack_x000D_ Co Fermanagh_x000D_ BT93 0AT_x000D_ | 229717 | 367281 | Approved | 2012/13 | 2012-11-27 |  |  | Approved
L/2012/0546/F | 2012-08-08 | Fermanagh and Omagh | Single wind turbine | Erection of 1 No. 225kW Wind Turbine on 40m tower (to hub height) and 29m rotor diameter. | Lands 435m South West of 32 Glenarm Road_x000D_ Glenarm_x000D_ Lack_x000D_ Enniskillen_x000D_ Co Fermanagh_x000D_ BT93 0AT_x000D_ | 229662 | 367205 | Approved | 2012/13 | 2012-11-21 |  |  | Approved
K/2012/0436/F | 2012-08-09 | Fermanagh and Omagh | Single wind turbine | Proposed 55kw endurance E3120 wind turbine - tube tower - 24.6m hub - 9.6m rotor radius - 34.2m overall height, to supply existing family run hostelry, (Kelly's Inn) | Approx 280m NE of 232 Omagh Road Garvaghey Ballygawley Omagh BT70 2DX | 256324 | 360489 | Approved | 2013/14 | 2013-09-04 |  |  | Approved
K/2012/0438/F | 2012-08-09 | Fermanagh and Omagh | Single wind turbine | Proposed erection of 1 no wind turbine with 30m hub height and 30m rotor diameter with a maximum output not exceeding 250kw | 296m north west of 19 Garvaghy Road Ballygawley Dungannon Co Tyrone BT70 2EE | 255123 | 359744 | Approved | 2013/14 | 2013-04-11 |  |  | Approved
L/2012/0549/F | 2012-08-09 | Fermanagh and Omagh | Single wind turbine | Proposed 250kW wind turbine with mast height 30m and blade diameter 30m to generate electricity for export to grid | Approx 320m South of Woodhill Hunting Lodge_x000D_ Derrynanny_x000D_ Irvinestown_x000D_ Co Fermanagh_x000D_ | 223955 | 355356 | Approved | 2012/13 | 2012-11-21 |  |  | Approved
O/2012/0356/F | 2012-08-09 | Armagh, Banbridge and Craigavon | Single wind turbine | Erection of wind turbine with rotar diameter 7 metre and 25 metre hub height to generate electricity | Approx 55 metres south east of 58 Friary Road_x000D_ Newtownhamilton_x000D_ BT60 2HE_x000D_ | 292285 | 331804 | Approved | 2012/13 | 2012-11-13 |  |  | Approved
C/2012/0344/F | 2012-08-10 | Causeway Coast and Glens | Single wind turbine | Replacement of Existing Vestas Turbine ( 33m Hub Height ) with a Wind Turbine measuring 40m to the Hub, 12m blades and with a maximum output not exceeding 100kw. | 190m NE of 45 Dullaghy Road_x000D_ Garvagh_x000D_ Coleraine_x000D_ BT51 5PB._x000D_ | 287071 | 413135 | Approved | 2012/13 | 2012-11-30 |  |  | Approved
S/2012/0489/F | 2012-08-10 | Lisburn and Castlereagh | Single wind turbine | Proposed 250kw wind turbine (max hub height 35m) and all associated ancillary development including 30m high temporary met mast and NIE kiosk. | Approximately 420m South-west of No 30 Mullaghdrin Road_x000D_ Dromara_x000D_ Co Down._x000D_ | 328811 | 352132 | Approved | 2012/13 | 2013-03-14 |  |  | Approved
M/2012/0432/F | 2012-08-14 | Mid Ulster | Single wind turbine | Erection of wind turbine (32.3m hub height, 32m blades) | 430m NE of 14 Culkeeran Road Moy Dungannon | 282824 | 357650 | Approved | 2013/14 | 2013-07-31 |  |  | Approved
P/2012/0650/F | 2012-08-14 | Newry, Mourne and Down | Single wind turbine | Installation of a wind turbine | 170 metres west north west of 4 Drummuckavall Road_x000D_ Crossmaglen_x000D_ Newry_x000D_ | 293219 | 312824 | Approved | 2012/13 | 2013-02-20 |  |  | Approved
F/2012/0172/F | 2012-08-15 | Mid and East Antrim | Single wind turbine | A single wind turbine with a tower height of 35m to supply grid | 150m North West of 33 Craiganee Road_x000D_ Larne_x000D_ | 341538 | 397190 | Approved | 2012/13 | 2012-12-10 |  |  | Approved
R/2012/0422/F | 2012-08-15 | Newry, Mourne and Down | Single wind turbine | Erection of 1no 225kw wind turbine on 30.95 monopole (to hub height) and 27m rotor diameter | At lands 244 m north east of 24 Magheralone Road Drumaness Ballynahinch Co Down BT24 8ND | 340770 | 349095 | Approved | 2013/14 | 2013-04-09 |  |  | Approved
L/2012/0560/F | 2012-08-16 | Fermanagh and Omagh | Single wind turbine | Proposed 250kW Wind Turbine with mast height 30m & blade diameter 30m to generate electricity for farm use and remainder to grid. | Approx 135m South East of 7 Feglish Road_x000D_ Doogary_x000D_ Irvinestown_x000D_ Co Fermanagh_x000D_ | 225902 | 358632 | Approved | 2012/13 | 2013-02-25 |  |  | Approved
L/2012/0562/F | 2012-08-17 | Fermanagh and Omagh | Single wind turbine | Erection of 1 No. 225kW wind turbine on 40m mono-pole (to hub height) and 29m rotor diameter. | 412m North West of 331 Dernawilt Road Kilturk North Roslea Co Fermanagh BT92 5DZ (Amended Address)_x000D_ | 241353 | 331350 | Approved | 2012/13 | 2012-12-21 |  |  | Approved
L/2012/0563/F | 2012-08-17 | Fermanagh and Omagh | Single wind turbine | Erection of 1 No. 225kW wind turbine on 40m mono-pole (to hub height) and 29m rotor diameter. | 428m North East of 331 Dernawilt Road Kilturk North Roslea Co Fermanagh BT92 5DZ (Amended Address)_x000D_ | 241154 | 331333 | Approved | 2012/13 | 2012-12-21 |  |  | Approved
L/2012/0566/F | 2012-08-17 | Fermanagh and Omagh | Single wind turbine | Proposed erection of 1 No. 20kW wind turbine, height 20m and 10m blade diameter with associated site works. | Mullaghlehan_x000D_ Donaghan_x000D_ Newtownbutler_x000D_ BT92 6AD_x000D_ | 242464 | 329239 | Approved | 2012/13 | 2012-11-21 |  |  | Approved
A/2012/0401/F | 2012-08-20 | Derry and Strabane | Wind farm | Further Environmental Information comprising amendments to proposed onsite access tracks and hard standing pads for proposed Barr Cregg Wind Farm (A/2012/0401/F) that comprises seven turbines (each with an overall maximum height of 125.0m above ground level) and associated infrastructure including a hard standing pad at each turbine for crane erection, an upgraded site entrance, new and upgraded on-site access tracks, an on-site substation and control building, underground cables, two temporary monitoring masts, a permanent meteorological mast, a temporary construction compound, a temporary enabling works compound and road widening and improvement works on sections of the transport route (road improvement works). | Barr Cregg Wind Farm in the townlands of Barr Cregg Ballymaclanigan and Slaghtmanus near Claudy in County Londonderry | 254938 | 411760 | Refused | 2015/16 | 2015-07-28 |  |  | Refused
L/2012/0572/F | 2012-08-20 | Fermanagh and Omagh | Single wind turbine | Permission to erect 250kW wind turbine with up to 32m hub height and up to 30m blade diameter for farm use and surplus electricity exported to grid. | Muggalnagrow_x000D_ Garrison_x000D_ Co Fermanagh_x000D_ BT93 4BA_x000D_ | 197774 | 352758 | Approved | 2012/13 | 2012-11-22 |  |  | Approved
D/2012/0197/F | 2012-08-21 | Causeway Coast and Glens | Single wind turbine | Proposed erection of a wind turbine with 30m hub height and 30m rotor diameter with a maximum output not exceeding 250kw | 591m South of 301 Craigs Road_x000D_Raskarkin_x000D_Ballymena_x000D_BT44 8RQ_x000D_ | 300557 | 409213 | Approved | 2012/13 | 2013-02-01 |  |  | Approved
E/2012/0157/F | 2012-08-21 | Causeway Coast and Glens | Single wind turbine | Proposed erection of a wind turbine with a 30m hub height and 30m rotor diameter with a maximum output not exceeding 250kw. | 343m West 58 Carrowreagh Road Armoy Ballymoney BT53 8RS | 304626 | 433767 | Approved | 2013/14 | 2013-04-10 |  |  | Approved
L/2012/0576/F | 2012-08-21 | Fermanagh and Omagh | Single wind turbine | Proposed erection of a wind turbine with a 30m hub height and 30m rotor diameter with a maximum output not exceeding 250kW. | 223m South-West of Drumadown Farm_x000D_ Drumadown Road_x000D_ Enniskillen_x000D_ Co Fermanagh_x000D_ BT93_x000D_ | 214111 | 351790 | Approved | 2012/13 | 2012-11-22 |  |  | Approved
R/2012/0430/F | 2012-08-21 | Newry, Mourne and Down | Single wind turbine | Proposed erection of a wind turbine with a 30m hub height and 30m rotor diameter with maximum output not exceeding 250kv | 352m North West 20 Rosemount Road Ballynahinch Co Down BT24 8SY | 338828 | 350684 | Approved | 2013/14 | 2013-11-29 |  |  | Approved
X/2012/0358/F | 2012-08-21 | Ards and North Down | Single wind turbine | Proposed erection of a wind turbine with a 30m hub height and a 30m rotor diameter with a maximum output not excedding 250kv | 418m West of 68 Windmill Road_x000D_ Millisle_x000D_ Newtownards_x000D_ Co Down_x000D_ BT22 2EE_x000D_ | 356171 | 376164 | Approved | 2012/13 | 2012-11-19 |  |  | Approved
C/2012/0356/F | 2012-08-23 | Causeway Coast and Glens | Single wind turbine | Erection of a wind turbine with a tower height of 20m. | Approx. 80m North of 34 Corbally Road Coleraine BT52 2LZ. | 288643 | 438223 | Approved | 2013/14 | 2013-05-29 |  |  | Approved
J/2012/0288/F | 2012-08-23 | Derry and Strabane | Single wind turbine | Proposed 45m high (hub) wind turbine | 290m South of 191 Lisnaragh Road Donemana | 246735 | 400532 | Refused | 2013/14 | 2013-12-06 |  |  | Refused
K/2012/0460/F | 2012-08-23 | Fermanagh and Omagh | Single wind turbine | Proposed 55kW endurance E-3120 wind turbine (36.4m hub height, tube tower) to support existing farm business with surplus to grid | Approx 414m West of 107 Newtownsaville Road Omagh Co Tyrone_x000D_ | 250448 | 361549 | Approved | 2012/13 | 2013-02-12 |  |  | Approved
M/2012/0444/F | 2012-08-23 | Mid Ulster | Single wind turbine | Proposed installation of a wind turbine on a tubular tower - height up to 51.5m with blade tip height up to 65m - with associated switch room | 275mts South of no 131 Lurgylea Road Crannogue Dungannon | 267418 | 367888 | Approved | 2013/14 | 2013-05-02 |  |  | Approved
Q/2012/0285/F | 2012-08-23 | Armagh, Banbridge and Craigavon | Single wind turbine | Erection of 55kw Endurance E3120 wind turbine, tube tower 24.6m hub, 9.6m rotar radius 34.2m overall height | Approx 110 metre east of 35 Drumneath Road_x000D_ Banbridge_x000D_ BT32 4EJ_x000D_ | 316470 | 346652 | Approved | 2012/13 | 2013-03-26 |  |  | Approved
C/2012/0359/F | 2012-08-24 | Causeway Coast and Glens | Single wind turbine | Erection of 250kw Wind Turbine with 32.3m Hub Height and 32m Blade Diameter. | 710m N E of 31 Ballylagan Road Coleraine BT52 2PQ | 288070 | 437376 | Approved | 2014/15 | 2014-08-04 |  |  | Approved
J/2012/0292/F | 2012-08-24 | Derry and Strabane | Single wind turbine | Erection of 250kw wind turbine with 32.3m hub height and 32m blade diameter | 570m SW of 35 Barron Road and 805m NE OF 101 Moorlough Road_x000D_ Artigarvan_x000D_ | 242152 | 400158 | Approved | 2012/13 | 2012-10-29 |  |  | Approved
K/2012/0461/F | 2012-08-24 | Fermanagh and Omagh | Single wind turbine | Erection of 1 no 250kw wind turbine with a hub height of 40m | 130m South West of 79 Cavan Road Fintona Omagh | 240718 | 364397 | Refused | 2014/15 | 2014-05-20 |  |  | Refused
K/2012/0462/F | 2012-08-24 | Fermanagh and Omagh | Single wind turbine | 1 no. 250kw Wind Turbine with a hub height of 40m | 410m North West of 70 Fintona Rd Dromore Omagh BT78 3HF | 238701 | 363075 | Approved | 2013/14 | 2013-09-09 |  |  | Approved
D/2012/0200/F | 2012-08-28 | Causeway Coast and Glens | Single wind turbine | Proposed Erection of ACSA V29 Wind Turbine (50M to Hub). | 316m South West of 63 Tullaghans Road Dunloy Ballymena Co. Antrim BT44 9EB. | 298470 | 418552 | Withdrawn | 2013/14 | 2013-05-02 |  |  | Withdrawn
G/2012/0342/F | 2012-08-28 | Mid and East Antrim | Single wind turbine | Substitute permission G/2010/0645/F with one for a 'Vestas 225KW' wind turbine height 30m as bonus turbines are difficult to get. Also move slightly to get low neighbourhood sound levels | 315m North of 29 Omerbane Road_x000D_ Cloughmills_x000D_ Ballymena_x000D_ | 311749 | 418352 | Withdrawn | 2012/13 | 2012-11-05 |  |  | Withdrawn
G/2012/0343/F | 2012-08-28 | Mid and East Antrim | Single wind turbine | Installation of a wind turbine (45m HUB 27m Blade Dia) At the Doherty and Gray Ltd site | Doherty And Gray Woodside Industrial Estate Woodside Road Ballymena BT42 4HX | 313828 | 404373 | Approved | 2013/14 | 2014-02-19 |  |  | Approved
C/2012/0361/F | 2012-08-29 | Causeway Coast and Glens | Single wind turbine | Erection of 1 no. 225kw Wind Turbine with a Hub Height of 31m to supply farm business with excess sold to the grid. | 540m North East of 39 Ballylagan Road Coleraine BT52 2PQ. | 288060 | 436842 | Approved | 2014/15 | 2014-10-30 |  |  | Approved
V/2012/0139/F | 2012-08-29 | Mid and East Antrim | Single wind turbine | Erection of a wind turbine (250KW max) with a tower height of 40m | Approx 400m South West of 29 Loughmourne Road Carrickfergus | 339319 | 393664 | Withdrawn | 2014/15 | 2014-06-11 |  |  | Withdrawn
L/2012/0589/F | 2012-08-31 | Fermanagh and Omagh | Single wind turbine | Erection of 1 No. 225kW wind turbine on 40.44m tower (to hub height) and 30m rotor diameter. | Lands 345m North East of 266 Crom Road_x000D_ Cullion_x000D_ Newtownbutler_x000D_ Co Fermanagh_x000D_ BT92 8FR_x000D_ | 241264 | 324858 | Approved | 2012/13 | 2012-11-26 |  |  | Approved
A/2012/0417/F | 2012-09-03 | Derry and Strabane | Single wind turbine | 1 no. 225KW Wind Turbine with a hub height of 31m | 480m North East of 115 Slieveboy Road Claudy. | 255329 | 403183 | Approved | 2013/14 | 2014-01-21 |  |  | Approved
E/2012/0170/F | 2012-09-03 | Causeway Coast and Glens | Single wind turbine | Proposed site for new 225kw wind turbine, with a hub height up to 31.5m and up to 46.5m to the blade tip complete with control room. | Approx 174m North West from 10 Carrowcrin Road Armoy | 307079 | 430968 | Approved | 2013/14 | 2013-06-26 |  |  | Approved
L/2012/0595/F | 2012-09-03 | Fermanagh and Omagh | Single wind turbine | Proposed wind turbine (capacity up to 250Kw) 31.5m hub height, 30m blade diameter to serve applicants farm holding with surplus exported to grid | Cullen_x000D_ Monea_x000D_ Co. Fermanagh._x000D_ | 216429 | 351108 | Approved | 2012/13 | 2012-11-21 |  |  | Approved
M/2012/0466/F | 2012-09-03 | Mid Ulster | Single wind turbine | Proposed 225KW Wind Turbine with 40m hub height and 15m radius blade, for own use and connection to national grid | Land approx. 115m South of 66 Thornhill Road Dungannon | 275598 | 368887 | Approved | 2013/14 | 2013-04-30 |  |  | Approved
A/2012/0423/F | 2012-09-04 | Derry and Strabane | Single wind turbine | Proposed 225KW wind turbine with 30m hub height | 330M NW of 330 Longland Road Claudy. | 256091 | 405622 | Withdrawn | 2013/14 | 2013-10-30 |  |  | Withdrawn
F/2012/0184/F | 2012-09-05 | Mid and East Antrim | Single wind turbine | 1 no domestic wind turbine | 95 North West of 84 Ballyvaddy Road_x000D_ Carnlough_x000D_ | 327716 | 411769 | Approved | 2012/13 | 2013-02-21 |  |  | Approved
I/2012/0322/F | 2012-09-05 | Mid Ulster | Single wind turbine | 250kw wind turbine (40m to hub) to supply renewable energy to the grid. | Lands approx 295m South of 1 Corchoney Road Kildress Cookstown Co Tyrone BT80 9HU | 273691 | 377854 | Approved | 2014/15 | 2015-02-09 |  |  | Approved
J/2012/0304/F | 2012-09-05 | Derry and Strabane | Single wind turbine | Erection of a 225kw wind turbine on a 40m monopole (to hub height) and a 27m rotor diameter (amended proposal) | Lands 340m NE of 7 Killeen Road_x000D_ Victoria Bridge_x000D_ | 233400 | 387396 | Approved | 2012/13 | 2013-03-01 |  |  | Approved
M/2012/0468/F | 2012-09-05 | Mid Ulster | Single wind turbine | Proposed wind turbine (40m Hub Height0225kw) to supply dwelling and grid | Lands approx 70m East of 38 Garvagh Road Donaghmore Dungannon Co Tyrone BT70 | 277428 | 366099 | Withdrawn | 2014/15 | 2014-07-23 |  |  | Withdrawn
P/2012/0714/F | 2012-09-06 | Newry, Mourne and Down | Single wind turbine | 250kW wind turbine (max tip height 61m) and all associated ancillary works. Access is proposed via approved track as per application P/2011/1051/F | Approximately 530m NNW of No. 38 Ballymoyer Road Newtownhamilton Co. Armagh | 294569 | 330137 | Refused | 2014/15 | 2014-11-07 |  |  | Refused
I/2012/0326/F | 2012-09-07 | Mid Ulster | Single wind turbine | Proposed installation of a wind turbine on a tubular tower - height up to 51.5m with blade tip height up to 66.5m with associated switch room | 320m East of No. 135 Limehill Road_x000D_ Pomeroy_x000D_ Dungannon_x000D_ BT70 2RY_x000D_ | 269635 | 376594 | Approved | 2012/13 | 2013-03-12 |  |  | Approved
I/2012/0327/F | 2012-09-07 | Mid Ulster | Single wind turbine | Proposed installation of a wind turbine on a tubular tower - height up to 51.5m with blade tip height up to 66.5m with associated switch room | 300mts North East of no 160 Tanderagee Road_x000D_ Derrygortanea_x000D_ Pomeroy_x000D_ Dungannon_x000D_ | 273570 | 371468 | Approved | 2012/13 | 2012-12-12 |  |  | Approved
Q/2012/0303/F | 2012-09-07 | Armagh, Banbridge and Craigavon | Single wind turbine | Erection of 1 No Wind Turbine (up to 250KW) on tower up to 41.5m (to hub height) and 29m rotor diameter. | Lands 378m North of 15 Iveagh Road Katesbridge Banbridge Co Down BT32 5DZ | 318193 | 337915 | Approved | 2013/14 | 2013-09-04 |  |  | Approved
J/2012/0308/F | 2012-09-10 | Derry and Strabane | Single wind turbine | Proposed 225kw ACSA wind turbine (32.2m Hub - Tube Tower) for full export | 422m WNW of 85 Drumquin Road Castlederg | 228045 | 381342 | Approved | 2013/14 | 2013-11-07 |  |  | Approved
K/2012/0480/F | 2012-09-10 | Fermanagh and Omagh | Single wind turbine | Erection of 1 no wind turbine - 40m high to hub with 30m blade span 225 kw (amended description, amended site address and additional info) | Approximately 370 metres North East of 85 Innishative Road Carrickmore Co Tyrone | 264813 | 369122 | Approved | 2013/14 | 2013-11-04 |  |  | Approved
M/2012/0478/F | 2012-09-11 | Mid Ulster | Single wind turbine | Proposed erection of a wind turbine with a 30m hub height and a 30m rotor diameter with a maximum output not exceeding 250kw | 459m North West of 36 Shantonagh Road_x000D_ Fivemiletown_x000D_ | 247274 | 352491 | Approved | 2012/13 | 2013-03-15 |  |  | Approved
K/2012/0485/F | 2012-09-13 | Fermanagh and Omagh | Single wind turbine | Proposed erection of wind turbine with 30m hub height and 30m rotor diameter with a maximum output not exceeding 250kw | 441m South of 24 Garvaghy Hill Road_x000D_ Dungannon_x000D_ Co Tyrone_x000D_ | 254833 | 359931 | Approved | 2012/13 | 2013-01-17 |  |  | Approved
L/2012/0608/F | 2012-09-13 | Fermanagh and Omagh | Single wind turbine | Proposed erection of a wind turbine with a 40m hub height and a maximum 27m rotor diameter with an output not exceeding 250kW | 108 Corramore Road Garrison Muggalnagrow Co Fermanagh BT93 4BA | 196521 | 353622 | Withdrawn | 2014/15 | 2014-05-30 |  |  | Withdrawn
O/2012/0402/F | 2012-09-13 | Armagh, Banbridge and Craigavon | Single wind turbine | Erection of wind turbine with a 31 metre hub height and a 29 metre rotor diameter with a maximum output not exceeding 225kw | 292 metres north west of 55 Drumard Road Portadown BT62 4HP | 295902 | 351930 | Approved | 2013/14 | 2013-09-18 |  |  | Approved
O/2012/0414/F | 2012-09-17 | Armagh, Banbridge and Craigavon | Single wind turbine | Proposed erection of Wind Turbine with 30m hub height and 30m rotor diameter with a maximum output not exceeding 250kW. | 370m South South East 10 Tall Bridge Road_x000D_ Portadown_x000D_ Co. Armagh_x000D_ BT62 1SF_x000D_ | 292584 | 355400 | Approved | 2012/13 | 2013-03-20 |  |  | Approved
L/2012/0618/F | 2012-09-18 | Fermanagh and Omagh | Single wind turbine | Amendment to existing approval under L/2011/0898. Relocation of 1 No 20kw Wind Turbine on 20m monopole | Lands 98m North West of 24 Bunnisnagapple_x000D_ Brookeborough_x000D_ Co Fermanagh_x000D_ BT94 4BT_x000D_ | 243963 | 338410 | Approved | 2012/13 | 2012-11-21 |  |  | Approved
L/2012/0619/F | 2012-09-18 | Fermanagh and Omagh | Single wind turbine | Erection of 1 No 225kw wind turbine on 32m tower (to hub height) & 27m rotor diameter. | Lands 840m south east of 3 Cavan Lane_x000D_ Releagh_x000D_ Ballinamallard_x000D_ Co.Fermanagh._x000D_ | 227344 | 349089 | Approved | 2012/13 | 2012-12-27 |  |  | Approved
L/2012/0621/F | 2012-09-19 | Fermanagh and Omagh | Single wind turbine | Proposed 250kW wind turbine with mast height 40m & blade diameter 30m to generate electricity for export to grid | Gortnacarrow_x000D_ Newtownbutler_x000D_ Enniskillen_x000D_ Co Fermanagh_x000D_ BT92 8EW_x000D_ | 243784 | 320193 | Approved | 2012/13 | 2013-02-26 |  |  | Approved
S/2012/0575/F | 2012-09-19 | Lisburn and Castlereagh | Single wind turbine | Proposed 10kw wind turbine with rotor diameter 7m and 20m hub height to generate electricity for export to grid | Approx 115m south west of 149 Dromore Road_x000D_ Hillsborough_x000D_ Co Down_x000D_ BT26 6JA_x000D_ | 322451 | 356315 | Approved | 2012/13 | 2013-03-11 |  |  | Approved
K/2012/0496/F | 2012-09-20 | Fermanagh and Omagh | Single wind turbine | Installation of 250KW wind turbine, tower height 46m and blade span 33m to provide power to existing farm and excess to grid. | Approximately 240m SE of 100 Sluggan road Sixmilecross Co. Tyrone | 265598 | 369801 | Withdrawn | 2013/14 | 2013-08-30 |  |  | Withdrawn
P/2012/0745/F | 2012-09-20 | Newry, Mourne and Down | Single wind turbine | Erection of wind turbine with a 40m high monopole and a 3 blade 14.5m radius rotor. Erection of equipment room to serve turbine. | 295m north east of no 21 Council Road Kilkeel | 332414 | 316231 | Approved | 2013/14 | 2013-06-05 |  |  | Approved
D/2012/0221/F | 2012-09-21 | Causeway Coast and Glens | Single wind turbine | Proposed Vesta V27 225KW Wind Turbine with 40m Hub Height | 505M NW of 55 Glenbuck Road Ballymoney | 301820 | 416385 | Approved | 2013/14 | 2014-01-29 |  |  | Approved
E/2012/0185/F | 2012-09-21 | Causeway Coast and Glens | Single wind turbine | Erection of Single Wind Turbine - 32.3m Hub Height with 16m Blades ( 250kw output ) | 300m South of 76 Hillside Road Armoy Ballymoney Co. Antrim BT54 6HY. | 309139 | 436446 | Refused | 2013/14 | 2014-01-31 |  |  | Refused
R/2012/0476/F | 2012-09-21 | Newry, Mourne and Down | Single wind turbine | Proposed 150kw wind turbine with 30m hub height to replace existing turbine to serve existing farm | Adjacent to 110 Minerstown Road Rathmullan Lower Downpatrick BT30 8LS | 348081 | 336331 | Approved | 2014/15 | 2014-12-22 |  |  | Approved
I/2012/0347/F | 2012-09-24 | Mid Ulster | Single wind turbine | Proposed site for new wind turbine up to 225kw, with hub height of 30m and a blade tip height of 43.5m, complete with control room | Approx 471m East of 58 Cavanoneill Road Pomeroy | 270394 | 376696 | Approved | 2014/15 | 2014-10-08 |  |  | Approved
R/2012/0481/F | 2012-09-26 | Newry, Mourne and Down | Single wind turbine | Single wind turbine of 250kw maximum output with a tublar site tower of 30 metres and blade diameter of 30m. Total height 45m | Lands 500m south east of 127 Crew Road Downpatrick BT30 7HB | 356793 | 342925 | Withdrawn | 2013/14 | 2013-10-04 |  |  | Withdrawn
H/2012/0355/F | 2012-09-27 | Mid Ulster | Single wind turbine | Erection of 1No.150KW wind turbine with a tip height of 43m to replace previously approved 55KW wind turbine with a tip height of 46m (Ref. H/2011/0479/F) | 260m NE of 114 Gulladuff Road_x000D_Bellaghy_x000D_ | 292718 | 398755 | Approved | 2012/13 | 2013-03-14 |  |  | Approved
P/2012/0761/F | 2012-09-27 | Newry, Mourne and Down | Wind farm | Proposed 2No. 11kW GAIA Wind Turbines (27m hub, 6.5m rotor radius, 33.5m overall height) Amended Proposal | Approx. 473m ENE of 15 Tullywhinney Road Camlough Newry Co. Down BT35 7HW | 301842 | 329434 | Approved | 2014/15 | 2014-12-18 |  |  | Approved
L/2012/0633/F | 2012-09-28 | Fermanagh and Omagh | Single wind turbine | #A wind turbine up to a maximum tip height of comprising a configuration of up to 40m tower and up to 16.5m blades for the purpose of producing electricity from a renewal resource. The development will also comprise associated transformer, existing access track upgrades, electrical cabling, one site entrance off Castlederg Road (existing), and all other ancillary works. | Lands in Tonwore approximately 331 metres East-North East of 147 Castlederg Road Ederney County Fermanagh BT93 1JD | 222310 | 369754 | Withdrawn | 2013/14 | 2013-07-29 |  |  | Withdrawn
D/2012/0228/F | 2012-10-03 | Causeway Coast and Glens | Single wind turbine | Erection of Single Wind Turbine - 32.3m Hub Height with 16m Blades, 250kw Output | 470m West of 96 Ballyveely Road Loughgiel BT44 9JW | 306264 | 423024 | Approved | 2013/14 | 2013-06-21 |  |  | Approved
O/2012/0440/F | 2012-10-03 | Armagh, Banbridge and Craigavon | Single wind turbine | Erection of a wind turbine with a 30 metre hub height and a 30 metre rotor diameter with a maximum output not exceeding 250 Kw | 249 metres south east of 19 Ballymagerny Road Loughgall BT61 8PL | 291120 | 353516 | Approved | 2013/14 | 2013-09-05 |  |  | Approved
P/2012/0787/F | 2012-10-03 | Newry, Mourne and Down | Single wind turbine | Proposed 1Nr. 55kW Endurance E3120 Wind Turbine [- 36.4m hub - 9.6m Rotor Radius -46.0 Overall Height], to support existing farm business. | 250m SW of 87 Dundalk Road Newtownhamilton BT35 0PB | 292883 | 327238 | Withdrawn | 2013/14 | 2014-03-03 |  |  | Withdrawn
H/2012/0364/F | 2012-10-04 | Mid Ulster | Single wind turbine | Proposed 250KW wind turbine with a hub height of 40m to supplement farm business with excesssold to grid | 350m North West of 16 Carmean Road Moneymore BT45 5AG | 286122 | 386846 | Withdrawn | 2013/14 | 2013-04-18 |  |  | Withdrawn
I/2012/0358/F | 2012-10-04 | Mid Ulster | Single wind turbine | Proposed wind turbine (40m hub height - 225kw) supply dwelling and grid | Lands approx 50m north of no. 32 Cloughfin Road_x000D_ Knockalerry_x000D_ Cookstown_x000D_ Co. Tyrone BT80 9EN_x000D_ | 272963 | 377521 | Approved | 2012/13 | 2013-03-06 |  |  | Approved
B/2012/0268/F | 2012-10-05 | Causeway Coast and Glens | Wind farm | A proposal for a windfarm comprising ten turbines (each with an overall maximum height of 125m above ground level) and associated infrastructure including a hardstanding pad at each turbine for crane erection, an upgraded site entrance (amended), new and upgraded onsite access tracks (amended), an onsite substation and control building, underground cables, four temporary monitoring masts, a permanent meteorological mast, a temporary construction compound, a temporary enabling works compound. Road widening and improvement works on sections of the transport route (road improvement works). Amendment of forest layout/cover/height and management to include open-space and areas for biodiversity. | Craiggore windfarm in the townlands of Moneyguiggy and Craiggore Forest Belraugh Road Co Londonderry | 276699 | 416947 | Approved | 2014/15 | 2015-03-05 |  |  | Approved
H/2012/0366/F | 2012-10-05 | Mid Ulster | Single wind turbine | Erection of 1 no 250kw wind turbine with a hub height of 40m | 140m North of 75 Innishrush Road Clady | 294219 | 404229 | Approved | 2013/14 | 2013-11-14 |  |  | Approved
G/2012/0406/F | 2012-10-08 | Mid and East Antrim | Single wind turbine | Erection of 225kw wind turbine with 30.4m hub height and 29.1m blade diameter (change of turbine from previous approval) | 240m North of 183 Rathkeel Road Broughshane BT42 4HT | 319973 | 400987 | Withdrawn | 2013/14 | 2013-12-09 |  |  | Withdrawn
I/2012/0366/F | 2012-10-09 | Mid Ulster | Single wind turbine | Erection of a 250kw wind turbine (30m hub height, 32m blade diameter) | 355m SE of 123 Limehill Road Pomeroy | 269634 | 375511 | Approved | 2013/14 | 2013-09-25 |  |  | Approved
I/2012/0367/F | 2012-10-09 | Mid Ulster | Single wind turbine | Proposed 250kw wind turbine with a tower height up to 46m for auto-production comprising use of existing unaltered entrance, use of existing hard surfaced area of gravel pit, proposed new access track of 4m width, turbine assembly area, NIE ring main kiosk, and all ancillary development and associated site works | Core Aggregates 781m SE of 11 Crancussy Road Evishacrancussy Cookstown | 266925 | 378277 | Approved | 2014/15 | 2014-06-16 |  |  | Approved
I/2012/0368/F | 2012-10-09 | Mid Ulster | Single wind turbine | Proposed 250kw wind turbine with a tower height of up to 46m for auto-production comprising use of existing unaltered entrance, use of existing hard surfaced area of gravel pit, proposed new access track of 4m width, turbine assembly area, NIE ring main kiosk and all ancillary development and associated site works (Visual Assessment received) | Core Aggregates 870 metres south east of no. 11 Crancussy Road Evishacrancussy Cookstown Co. Tyrone | 267008 | 378121 | Withdrawn | 2016/17 | 2016-08-24 |  |  | Withdrawn
I/2012/0368/F | 2012-10-09 | Mid Ulster | Single wind turbine | Proposed 250kw wind turbine with a tower height of up to 46m for auto-production comprising use of existing unaltered entrance, use of existing hard surfaced area of gravel pit, proposed new access track of 4m width, turbine assembly area, NIE ring main kiosk and all ancillary development and associated site works (Visual Assessment received) | Core Aggregates 870 metres south east of no. 11 Crancussy Road Evishacrancussy Cookstown Co. Tyrone | 267008 | 378121 | Approved | 2015/16 | 2015-07-08 |  |  | Approved
K/2012/0526/F | 2012-10-09 | Fermanagh and Omagh | Single wind turbine | Erection of 225kW Wind Turbine with a hub height of 32m (amended address) | Lands 70m West of 106 Granagh Lane Carrickmore and 355m North of Camlough Road Carrickmore Co.Tyrone | 261694 | 375303 | Refused | 2013/14 | 2013-09-20 |  |  | Refused
L/2012/0646/F | 2012-10-10 | Fermanagh and Omagh | Single wind turbine | A wind turbine up to maximum tip height of 56.5 metres (comprising a configuration of up to 40m tower and up to 16.5m blades) for the purpose of producing electricity from a renewable resource for export to the grid and also for potential future use on th | Lands in Tullanaginn_x000D_ Ederney_x000D_ Co. Fermanagh._x000D_ | 225040 | 363354 | Approved | 2012/13 | 2012-12-27 |  |  | Approved
M/2012/0531/F | 2012-10-11 | Mid Ulster | Single wind turbine | Erection of 1 no. 20-250kw wind turbine on mono pole with 30m tower (hub height) and 31m diameter rotor for farm supply and grid connection | 200m approx south of 188 Tullyvar Road_x000D_ Tullywinny Road_x000D_ Ballygawley_x000D_ Co. Tyrone_x000D_ | 263344 | 355778 | Approved | 2012/13 | 2013-03-11 |  |  | Approved
F/2012/0232/F | 2012-10-12 | Mid and East Antrim | Single wind turbine | 2KW wind turbine on 8 metre tower, associated compound with kiosk, generator, solar panels and paladin fencing. | F G Wilson Ltd Old Glenarm Road Larne Co. Antrim BT40 1EJ | 340518 | 404204 | Withdrawn | 2013/14 | 2013-06-12 |  |  | Withdrawn
K/2012/0533/F | 2012-10-12 | Fermanagh and Omagh | Single wind turbine | Proposed 225kw ACSA A29 WindTurbine (40m Tube Tower) | 196m East of 32 Inishative Road_x000D_ Sixmilecross_x000D_ Co. Tyrone. BT79 9HS_x000D_ | 263916 | 370038 | Approved | 2012/13 | 2013-02-06 |  |  | Approved
M/2012/0533/F | 2012-10-12 | Mid Ulster | Single wind turbine | A wind turbine up to a maximum tip height of 46.9m (comprising a configuration of up to 31m tower and up to 14.5m blades) for the purpose of producing electricity from a renewable resource. The development will also comprise associated transformer, exist | Lands in Rarogan Approximately 325 Metres South-east of 14 Garvaghy Road_x000D_ Ballygawley_x000D_ Co. Tyrone BT70 2EA_x000D_ | 256268 | 359035 | Approved | 2012/13 | 2013-02-25 |  |  | Approved
M/2012/0534/F | 2012-10-12 | Mid Ulster | Single wind turbine | 1 no. 225kw wind turbine with a hub height of 40m | 131m south east of 131 Rehaghy Road Aughnacloy_x000D_ | 273665 | 352249 | Approved | 2012/13 | 2013-03-11 |  |  | Approved
Q/2012/0330/F | 2012-10-12 | Armagh, Banbridge and Craigavon | Single wind turbine | Site for new Wind Turbine up to 250Kw, with a Hub height up to 41.5m and up to 56m to the Blade Tip complete with control room (reduced hub height) | 320m South south east from 38 Garvaghy Road Banbridge | 320899 | 347480 | Approved | 2014/15 | 2014-05-14 |  |  | Approved
C/2012/0414/F | 2012-10-15 | Causeway Coast and Glens | Single wind turbine | Replacement and relocation of existing approved application C/2011/0069; a single wind turbine with a tower height of 30m and a max output of 250KW | 185M SW of 60 Greenhall Highway_x000D_ Coleraine_x000D_ | 283274 | 431776 | Approved | 2012/13 | 2013-01-23 |  |  | Approved
F/2012/0234/F | 2012-10-15 | Mid and East Antrim | Single wind turbine | Erection of 250KW wind turbine (32.3m hub height, 32m blades) (amended plans received). | 331m SW of No.29 Mounthill Road Larne | 336580 | 397566 | Approved | 2013/14 | 2013-11-26 |  |  | Approved
O/2012/0458/F | 2012-10-15 | Armagh, Banbridge and Craigavon | Single wind turbine | Erection of single wind turbine with a tower height of 50m and maximum output of 225kw. | 303 metres west of 55 Fergort Road Derrynoose Armagh | 278979 | 332892 | Withdrawn | 2013/14 | 2014-01-03 |  |  | Withdrawn
V/2012/0161/F | 2012-10-15 | Mid and East Antrim | Single wind turbine | A single wind turbine with a tower height of 40m and maximum output of 225kw | 200m North West of 12 Watchill Road Ballyclare | 336552 | 393338 | Withdrawn | 2013/14 | 2013-12-12 |  |  | Withdrawn
X/2012/0430/F | 2012-10-15 | Ards and North Down | Single wind turbine | 30m tall wind turbine | 400m south of 22 Victoria Road_x000D_ Red Bay Farm_x000D_ Glastry_x000D_ Newtownards_x000D_ | 363326 | 362033 | Withdrawn | 2012/13 | 2013-03-28 |  |  | Withdrawn
L/2012/0658/F | 2012-10-17 | Fermanagh and Omagh | Single wind turbine | Permission to erect 250kw wind turbine with 40m hub height and 29m blade diameter for farm use and surplus electricity exported to grid. | Derrynacrannog Townland Belleek BT93 2AY. | 199061 | 361568 | Approved | 2013/14 | 2013-04-23 |  |  | Approved
L/2012/0659/F | 2012-10-17 | Fermanagh and Omagh | Single wind turbine | Permission to erect 250kW wind turbine with 40m hub height and 29m blade diameter for farm use and surplus electricity exported to grid | Derryrona Glebe Belleek BT93 2AY | 200247 | 362166 | Withdrawn | 2013/14 | 2013-05-29 |  |  | Withdrawn
H/2012/0375/F | 2012-10-18 | Mid Ulster | Single wind turbine | Proposed 225kw ACSA/VESTAS A29 wind turbine (31m tube tower) | Approximately 315m ESE of 70 Magherafelt Road_x000D_ Tamnadoey_x000D_ Moneymore_x000D_ | 286813 | 384894 | Approved | 2012/13 | 2013-03-07 |  |  | Approved
J/2012/0335/F | 2012-10-18 | Derry and Strabane | Single wind turbine | Erection of a single wind turbine up to 250kw with a maximum tower height of up to 40m and a maximum blade diameter of up to 30m for auto production and farm diversification, comprising proposed amended entrance, and proposed new access track of 4m wide, turbine assembly area, NIE kiosk, and all ancillary works and associated development (amended description of proposal) | 300m North of 23 Folliard Road Ballyfolliard Castlederg | 229488 | 388105 | Refused | 2015/16 | 2015-10-21 |  |  | Refused
M/2012/0549/F | 2012-10-18 | Mid Ulster | Single wind turbine | Erection of a wind turbine (up to 250kw) on tower up to 41.5m (to hub height) and up to 30m rotor diameter | Lands 265m West of 46 Todds Leap_x000D_ Shantavny Irish_x000D_ Seskilgreen_x000D_ Ballygawley_x000D_ | 259912 | 361455 | Approved | 2012/13 | 2013-03-05 |  |  | Approved
A/2012/0496/F | 2012-10-22 | Derry and Strabane | Single wind turbine | 1no. 250KW Wind Turbine with a hub height of 40m | 315m South East of 52 Kilcreen Road Claudy | 261240 | 401052 | Refused | 2014/15 | 2014-07-23 |  |  | Refused
B/2012/0278/F | 2012-10-22 | Causeway Coast and Glens | Single wind turbine | Erection of 1no 250kw wind turbine with a hub height of 40m | 790m SW of 85 Glenedra Road Feeny | 264422 | 403586 | Withdrawn | 2014/15 | 2014-09-15 |  |  | Withdrawn
R/2012/0516/F | 2012-10-23 | Newry, Mourne and Down | Single wind turbine | Change in turbine height from the previously approved under planning reference R/2011/0439/F to 20m mast with 13m rotor dia. To provide power for ex. domestic dwelling on site. | 90m West of 47 Quarterland Road Killinchy BT23 6TX. | 352283 | 358402 | Approved | 2013/14 | 2013-07-02 |  |  | Approved
L/2012/0668/F | 2012-10-25 | Fermanagh and Omagh | Single wind turbine | Proposed 250kw wind turbine with 30m mast height, surplus electricity to be exported to grid. | Drumsawna More_x000D_ Ederney._x000D_ | 225428 | 365145 | Approved | 2012/13 | 2013-03-25 |  |  | Approved
F/2012/0245/F | 2012-10-26 | Mid and East Antrim | Single wind turbine | Proposed erection of single wind turbine - 32.3 hub height with 16m blades (250kw output) | 480m North West of 5 Aughaboy Road Glenarm | 330121 | 408532 | Withdrawn | 2013/14 | 2013-04-30 |  |  | Withdrawn
B/2012/0287/F | 2012-10-29 | Causeway Coast and Glens | Single wind turbine | Erection of a wind turbine (250KW Max) with tower height of 31M | Approx 360m North East of Glenshane Road and Birren Road Junction Dungiven | 271015 | 407880 | Approved | 2013/14 | 2013-10-29 |  |  | Approved
H/2012/0393/F | 2012-10-29 | Mid Ulster | Single wind turbine | Proposed erection of a wind turbine with a 40m hub height and 30m rotar diameter with a maximum output not exceeding 250kw to serve for export to the grid | Approx 450m North West of 81 Oldtown Road Castledawson | 294005 | 394780 | Approved | 2016/17 | 2016-08-22 |  |  | Approved
I/2012/0388/F | 2012-10-29 | Mid Ulster | Single wind turbine | Proposed installation of a wind turbine on a tubular tower - height up to 41.5m with blade tip height up to 56.5m with associated switch room | 285m South West of no 28 Keerin Road_x000D_ Beaghmore_x000D_ Cookstown_x000D_ | 265630 | 382396 | Approved | 2012/13 | 2013-01-16 |  |  | Approved
S/2012/0655/F | 2012-10-29 | Lisburn and Castlereagh | Single wind turbine | Erection of 1 no 150kw wind turbine on 30m mono-pole (to hub height) and 21m rotor diameter | Lands 165m North West of 67 Creevytenant Road Ballynahinch Lisburn BT24 8UJ | 334114 | 356374 | Refused | 2013/14 | 2014-03-06 |  |  | Refused
B/2012/0290/F | 2012-11-01 | Causeway Coast and Glens | Single wind turbine | Erection of 1no 250kw wind turbine with a hub height of 40m on site of existing quarry. | 340m North of 60 Kilhoyle Road Limavady | 275099 | 416479 | Approved | 2013/14 | 2013-09-02 |  |  | Approved
B/2012/0291/F | 2012-11-01 | Causeway Coast and Glens | Single wind turbine | Erection of 1no 250kw wind turbine with hub height of 40m on site of existing quarry. | 240m north of 60 Kilhoyle Road Limavady. | 275076 | 416370 | Withdrawn | 2013/14 | 2014-02-10 |  |  | Withdrawn
D/2012/0252/F | 2012-11-01 | Causeway Coast and Glens | Single wind turbine | Proposed Erection of a Wind Turbine with a 30m hub height and a 30m rotor diameter with a maximum output not exceeding 250kw | 749m North West of 37 Gracehill Road Knocknahinch Armoy Ballymoney Co Antrim | 304507 | 432813 | Approved | 2013/14 | 2013-06-21 |  |  | Approved
D/2012/0253/F | 2012-11-01 | Causeway Coast and Glens | Single wind turbine | Proposed Site for New 225kw Wind Turbine, with a Hub Height up to 31.5m and up to 46.5m to the Blade Tip complete with Control Room. | Approx. 185m South from 17 Ballykenver Road Ballymoney Co. Antrim BT53 8PZ. | 302387 | 431568 | Approved | 2013/14 | 2013-06-03 |  |  | Approved
H/2012/0399/F | 2012-11-01 | Mid Ulster | Single wind turbine | Proposed erection of a wind turbine with a 30m hub height and a 30m rotor diameter with a maximum output not exceeding 250KW | 295m South East of 12 Moneysillan Park Drumard Road Kilrea BT51 5TH | 291661 | 408078 | Approved | 2013/14 | 2013-05-02 |  |  | Approved
L/2012/0679/F | 2012-11-01 | Fermanagh and Omagh | Single wind turbine | Proposed erection of wind turbine with a 30m hub height and a 30m rotor diameter with a maximum output not exceeding 250kW | 190m South West of 49 Mantlin Road Kesh Enniskillen Co Fermanagh BT93 1NT | 219538 | 363043 | Approved | 2013/14 | 2013-11-11 |  |  | Approved
M/2012/0570/F | 2012-11-01 | Mid Ulster | Single wind turbine | Proposed installation of a wind turbine on a tubular tower - height up to 51.5m with blade tip height up to 65m with an associated switch room | 308m West/South West of 100 Cappagh Road Galbally Dungannon | 267729 | 366647 | Refused | 2013/14 | 2013-08-29 |  |  | Refused
P/2012/0845/F | 2012-11-01 | Newry, Mourne and Down | Single wind turbine | Erection of a single wind turbine measuring 30.4m to the hub with a 29.1m blade diameter, associated new section of access and electricity control room (Amended scheme). | Approximately 150 metres north east of 31 Tullyneill Road Newtownhamilton | 289929 | 327916 | Refused | 2015/16 | 2015-10-27 |  |  | Refused
B/2012/0292/F | 2012-11-02 | Causeway Coast and Glens | Single wind turbine | Erection of single wind turbine with hub height of 31m to supply electricity. | 365m North of 132 Muldonagh Road Claudy Co Derry. | 260051 | 410368 | Approved | 2013/14 | 2013-07-22 |  |  | Approved
L/2012/0682/F | 2012-11-02 | Fermanagh and Omagh | Single wind turbine | Erection of 1 No. 250kW wind turbine on 40m monopole (to hub-height) and 29m rotor diameter. | At lands 565m South West of the junction of main Derrylin Rd and Marble Arch Rd_x000D_ Macken_x000D_ Enniskillen_x000D_ Co Fermanagh_x000D_ BT92 3EB_x000D_ | 223329 | 334331 | Approved | 2012/13 | 2013-02-04 |  |  | Approved
I/2012/0398/F | 2012-11-05 | Mid Ulster | Single wind turbine | Retention of 'as constructed' 11kw Gaia wind turbine with a 18.4m hub height (To supersede previously approved 20kw C & F turbine on 20m tower). (Revised Noise report submitted) | Approx 103m SW of 29 Crancussy Road Cookstown | 267484 | 378497 | Approved | 2017/18 | 2017-07-27 |  |  | Approved
I/2012/0398/F | 2012-11-05 | Mid Ulster | Single wind turbine | Retention of 'as constructed' 11kw Gaia wind turbine with a 18.4m hub height (To supersede previously approved 20kw C & F turbine on 20m tower). (Shadow Flicker Assessment Received) | Approx 103m SW of 29 Crancussy Road Cookstown | 267484 | 378497 | Approved | 2015/16 | 2015-12-10 |  |  | Approved
J/2012/0356/F | 2012-11-05 | Derry and Strabane | Single wind turbine | Single wind turbine with hub height of 18 metres and blade diameter of 15.2 metres (amended scheme). | Land 580 metres north of No 242 Glenelly Road Cranagh Gortin BT79 8LS | 259492 | 393745 | Withdrawn | 2013/14 | 2013-10-02 |  |  | Withdrawn
L/2012/0687/F | 2012-11-05 | Fermanagh and Omagh | Single wind turbine | Erection of 1 No. 225kW wind turbine on 40m tower (to hub height) & 29m rotor diameter. | Lands 220m North East of 9 Glen Road Killyculla Tempo Co Fermanagh BT94 3JU | 235601 | 349314 | Approved | 2013/14 | 2013-06-06 |  |  | Approved
M/2012/0576/F | 2012-11-05 | Mid Ulster | Single wind turbine | Erection of 250KW Wind Turbine (32.3m hub height, 32m blades) | 315m NE of 25 Doolargy Road Aughnacloy BT69 6DA | 267265 | 356106 | Approved | 2013/14 | 2013-09-27 |  |  | Approved
G/2012/0460/F | 2012-11-07 | Mid and East Antrim | Single wind turbine | Erection of a Vestas 225 KW wind turbine height 30 m as a substitution of the bonus 150 kW previously approved under G/2010/0645/F | 315 m north of 29 Omerbane Road Coughmills Ballymena | 311781 | 418296 | Approved | 2013/14 | 2013-06-13 |  |  | Approved
J/2012/0359/F | 2012-11-07 | Derry and Strabane | Single wind turbine | Erection of 250 kw wind turbine with a hub height of 41m | Approximately 780m NW of 43 Dullerton Road Cullion Londonderry (Access via Gortmonly Road) | 239568 | 407733 | Approved | 2013/14 | 2013-11-20 |  |  | Approved
J/2012/0360/F | 2012-11-07 | Derry and Strabane | Single wind turbine | Erection of 250 KW wind turbine with a hub height of 41 metres | Approximately 560m NW of 43 Dullerton Road Cullion Londonderry | 239522 | 407522 | Approved | 2013/14 | 2013-09-13 |  |  | Approved
J/2012/0361/F | 2012-11-07 | Derry and Strabane | Single wind turbine | Proposed 40m high 250kw wind turbine to provide electricity for farm yard with excess exported to grid | 495m north east of 15 Warren Road Donemana | 246515 | 406882 | Withdrawn | 2013/14 | 2013-06-24 |  |  | Withdrawn
K/2012/0578/F | 2012-11-07 | Fermanagh and Omagh | Single wind turbine | Erection of single wind turbine - 30.4m hub height with 14.55m blades (225kw output) | 470m south east of 147 Whitebridge Road Sixmilecross | 262546 | 364474 | Approved | 2014/15 | 2014-06-05 |  |  | Approved
K/2012/0579/F | 2012-11-07 | Fermanagh and Omagh | Single wind turbine | Proposed 250kw wind turbine (40m Hub Height) connected to grid | Site 890m north east of 69 Rylagh Road Omagh Co. Tyrone | 247686 | 377130 | Refused | 2013/14 | 2014-03-10 |  |  | Refused
K/2012/0580/F | 2012-11-07 | Fermanagh and Omagh | Single wind turbine | Proposed 250kw wind turbine (40m hub height) connected to grid | Site 600m north west of 96 Backglen Road Omagh Co. Tyrone | 251079 | 377312 | Approved | 2013/14 | 2013-07-16 |  |  | Approved
K/2012/0581/F | 2012-11-07 | Fermanagh and Omagh | Single wind turbine | Proposed 250kw wind turbine (40m hub height) connected to grid | Site 840m north east of 69 Rylagh Road Omagh Co. Tyrone | 247736 | 376982 | Refused | 2013/14 | 2014-03-10 |  |  | Refused
K/2012/0582/F | 2012-11-07 | Fermanagh and Omagh | Single wind turbine | Proposed 250KW Wind Turbine (40m Hub Height) Connected to Grid | Site 900m North East of 69 Rylagh Road Omagh | 247229 | 376931 | Refused | 2013/14 | 2014-03-10 |  |  | Refused
K/2012/0583/F | 2012-11-08 | Fermanagh and Omagh | Single wind turbine | Erection of Single Wind Turbine - 30.4m Hub Height with 29.1m Blades (225kw output) | 325m North East of 112 Cloghfin Road Sixmilecross | 261130 | 366536 | Approved | 2014/15 | 2014-07-02 |  |  | Approved
K/2012/0584/F | 2012-11-08 | Fermanagh and Omagh | Single wind turbine | Erection of 225kw wind turbine measuring 30.4m hub height with 29.1m blade diameter | 415m north west of 50 Sultan Road Carrickmore | 265757 | 377539 | Approved | 2013/14 | 2014-03-18 |  |  | Approved
R/2012/0539/F | 2012-11-08 | Newry, Mourne and Down | Single wind turbine | The erection of a 250kw wind turbine for the generation of electricity - maximum height to tip of blades - 40m (amended plans) | Approx 357m south east of 24 Aghlisnafin Road | 336555 | 338188 | Approved | 2013/14 | 2013-11-15 |  |  | Approved
D/2012/0259/F | 2012-11-09 | Causeway Coast and Glens | Single wind turbine | Proposed installation of a wind turbine (not to exceed 250 kw) on a tubular tower of up to 41.5m height with blades up to 56.5m (to tip height) | Lands 356m West of 22 Ballyweeny Road_x000D_ Drumrankin_x000D_ Corkey_x000D_ Ballymena_x000D_ Co.Antrim_x000D_ BT44 9JG_x000D_ | 307817 | 421321 | Withdrawn | 2012/13 | 2013-02-25 |  |  | Withdrawn
F/2012/0259/F | 2012-11-09 | Mid and East Antrim | Single wind turbine | A single wind turbine with a tower height of 40m and maximum output of 225kw | Approx 180m SW of 64 Castletown Road Ballynure Co.Antrim | 334470 | 395130 | Approved | 2013/14 | 2013-04-17 |  |  | Approved
M/2012/0584/F | 2012-11-09 | Mid Ulster | Single wind turbine | Proposed installation of a wind turbine (not to exceed 250kw) on a tubular tower of up to 41.5m height with blades up to 56.5m (to tip height) | Lands 183m North East of 47 Shanmaghry Road_x000D_ Pomeroy_x000D_ Co. Tyrone_x000D_ | 271747 | 368495 | Approved | 2012/13 | 2013-03-25 |  |  | Approved
H/2012/0410/F | 2012-11-12 | Mid Ulster | Single wind turbine | Erection of 1No.250Kw wind turbine with a hub height of 40m | 230m SE of 158 Innishrush Road Innishrush | 292623 | 404423 | Approved | 2013/14 | 2013-12-05 |  |  | Approved
H/2012/0411/F | 2012-11-12 | Mid Ulster | Single wind turbine | Erection of 1No. 50Kw wind turbine with hub height of 31m | 100m South of 209 Mayogall Road Clady BT44 8NN | 295514 | 402604 | Approved | 2013/14 | 2013-08-29 |  |  | Approved
Q/2012/0372/F | 2012-11-12 | Armagh, Banbridge and Craigavon | Single wind turbine | Site for new Wind Turbine up to 250Kw, with a hub height up to 51.5m and up to 66.5m to the Blade Tip complete with control room. | Approx. 442m West North West from 26 Garvaghy Road Banbridge. | 321165 | 348259 | Approved | 2014/15 | 2014-05-30 |  |  | Approved
J/2012/0366/F | 2012-11-13 | Derry and Strabane | Single wind turbine | Proposed 250kw wind turbine (40m Hub Height) to serve existing quarry with surplus to the Grid | Site 685m NW of 80 Letterbrat Road Plumbridge | 246958 | 392326 | Refused | 2013/14 | 2013-09-09 |  |  | Refused
K/2012/0602/F | 2012-11-14 | Fermanagh and Omagh | Single wind turbine | Erection of 250kw wind turbine with tower height of 30m and blade span of 15m to serve ex farm with surplus to grid | Approx 480m north west of 30 Inisclan Road_x000D_ Mountfield_x000D_ Omagh_x000D_ Co Tyrone_x000D_ | 254262 | 379376 | Approved | 2012/13 | 2013-02-18 |  |  | Approved
Q/2012/0375/F | 2012-11-15 | Newry, Mourne and Down | Single wind turbine | Erection of single wind turbine 32.3m hub height with 16m blades (250kw output) (Additional Information - Visual Appraisal) | 160 metres north east of 381 Rathfriland Road Ballyward Banbridge | 326740 | 341528 | Approved | 2013/14 | 2013-05-01 |  |  | Approved
C/2012/0464/F | 2012-11-16 | Causeway Coast and Glens | Single wind turbine | Erection of 1 no. 250kw Wind Turbine with a Hub Height of 40m. | 670m NW of 121 Craigmore Road Ringsend Coleraine BT51 4HS. | 279068 | 423340 | Approved | 2013/14 | 2013-12-23 |  |  | Approved
C/2012/0465/F | 2012-11-19 | Causeway Coast and Glens | Single wind turbine | Erection of 250kw wind turbine with 32.3m hub height and 32m blade diameter. | 325m SE of 58 Corbally Road Coleraine BT52 1LZ. | 288320 | 437473 | Approved | 2014/15 | 2014-11-27 |  |  | Approved
G/2012/0480/F | 2012-11-20 | Mid and East Antrim | Single wind turbine | The proposal is for the erection of a new 250kW wind turbine at the site with a hub height of approximately 40m (to base). | 238m East of 29a Carmegrim Road Portglenone | 300994 | 401325 | Withdrawn | 2013/14 | 2013-11-14 |  |  | Withdrawn
P/2012/0887/F | 2012-11-20 | Newry, Mourne and Down | Single wind turbine | Proposed installation of a wind turbine on a tubular tower - height up to 51.5 metres with blade tip height up to 66.5 metres with associated switch room | 290 metres west of no 22 Ballintate Road_x000D_ Whitecross_x000D_ Armagh_x000D_ | 297122 | 331550 | Approved | 2012/13 | 2013-03-25 |  |  | Approved
P/2012/0888/F | 2012-11-20 | Newry, Mourne and Down | Single wind turbine | Erection of 1 No 150KW Wind Turbine with a hub height of 36m | 160m NE of 14 Whiterock Road Newtownhamilton BT35 0AW | 295355 | 329825 | Approved | 2014/15 | 2014-12-30 |  |  | Approved
Y/2012/0285/F | 2012-11-20 | Lisburn and Castlereagh | Single wind turbine | Erection of wind turbine with Hub Height of 40m and 29m Rotor Diameter with overall height of 54.5m. (Amended Description) | 70m SE of South corner of garage at 16 Lisnabreeny Road East Castlereagh BT6 9SS | 338055 | 370002 | Withdrawn | 2014/15 | 2014-05-02 |  |  | Withdrawn
Y/2012/0286/F | 2012-11-20 | Lisburn and Castlereagh | Single wind turbine | Erection of 1 No. 150KW Turbine with a hub height of 30m to replace previously approved wind turbine (Y/2010/0393/F) | 180m East of 9 Ballyknockan Road Lisdoonan Saintfield Bt24 7HQ | 339398 | 362150 | Approved | 2013/14 | 2013-06-04 |  |  | Approved
B/2012/0306/F | 2012-11-21 | Causeway Coast and Glens | Single wind turbine | Erection of a wind turbine with 40m hub height and 30m rotor diameter with a maximum output not exceeding 250kw | 176m south of 48 Dernaflaw Road Dungiven Co. Londonderry | 265428 | 409648 | Approved | 2013/14 | 2014-02-04 |  |  | Approved
I/2012/0423/F | 2012-11-21 | Mid Ulster | Single wind turbine | Proposed endurance 55kW E3120 Wind Turbine on tubular tower to support existing farm business with 36.4m hub. | Site 250m to the south east of 40 Killucan Road Cookstown Co Tyrone BT80 9JW | 268591 | 379097 | Approved | 2015/16 | 2015-12-14 |  |  | Approved
S/2012/0695/F | 2012-11-21 | Lisburn and Castlereagh | Single wind turbine | Proposed erection of wind turbine with a 31m hub height and 27m rotor diameter with a maximum output not exceeding 225kw (substitution of approval S/2011/0111/F). | 246m north of 17 Tornaroy Road Hannahstown Belfast BT17 0ND | 326707 | 373682 | Approved | 2013/14 | 2013-09-09 |  |  | Approved
T/2012/0378/F | 2012-11-21 | Antrim and Newtownabbey | Single wind turbine | Erection of 250KW wind turbine with 32.3m hub height and 32m blade diameter (power to farm surplus to the grid) | Approximately 175m South East of 57 Moneynick Road Randalstown BT41 3HW | 306151 | 389594 | Refused | 2014/15 | 2014-09-08 |  |  | Refused
G/2012/0483/F | 2012-11-22 | Mid and East Antrim | Single wind turbine | Erection of a "Vestas V27 225KW" wind turbine hub height 30m | 444 NW of 80 Tullykittagh Road Clough Ballymena | 312062 | 417297 | Refused | 2015/16 | 2015-09-01 |  |  | Refused
H/2012/0423/F | 2012-11-22 | Mid Ulster | Single wind turbine | Installation of a 250kw wind turbine with tower height of 30m and a blade span off 30m accessed via the existing laneway | Lands 250m North of 56 Magherafelt Road Draperstown | 279404 | 395123 | Approved | 2013/14 | 2013-09-09 |  |  | Approved
X/2012/0490/F | 2012-11-22 | Ards and North Down | Single wind turbine | Proposed wind turbine of hub height - 36.4m. | Site approx 180m ENE of 3 Drumawhey Road Newtownards County Down. | 354440 | 374203 | Approved | 2013/14 | 2013-04-09 |  |  | Approved
J/2012/0377/F | 2012-11-23 | Derry and Strabane | Single wind turbine | Proposed 40m high 250kw wind turbine to provide electricity for farm yard with excess exported to grid | 835m north of 20 Glengoorland Road Dunamanagh | 245334 | 407305 | Refused | 2016/17 | 2016-04-18 |  |  | Refused
J/2012/0378/F | 2012-11-23 | Derry and Strabane | Single wind turbine | Proposed 40m high 250kw wind turbine to provide electricity for farm yard with excess exported to grid | 735m north of 20 Glenagoorland Road Dunamanagh | 245135 | 407219 | Refused | 2016/17 | 2016-04-18 |  |  | Refused
K/2012/0613/F | 2012-11-23 | Fermanagh and Omagh | Single wind turbine | Proposed wind turbine max tower height 40m and max output 250kw to supply engineering works with excess sold to grid | 200m north east of 120 Drumnakilly Road Omagh BT79 0JT | 252075 | 373252 | Approved | 2013/14 | 2014-03-20 |  |  | Approved
L/2012/0704/F | 2012-11-23 | Fermanagh and Omagh | Single wind turbine | Relocation (30m NE) of application L/2012/0099/F; A single wind turbine with a tower height of 40m, 39m rotor and a maximum output not exceeding 250kW for farm diversification. | Lands approx 1Km South of Molly Road Doon Derrylin Co. Fermanagh._x000D_ | 225280 | 325419 | Approved | 2012/13 | 2013-01-03 |  |  | Approved
P/2012/0901/F | 2012-11-23 | Newry, Mourne and Down | Single wind turbine | Erection of 250 kw wind turbine with 29 rotor diameter on 30m mast (Noise Assessment Received) | 620 metres south of 10 Keady Road Newtownhamilton BT35 0ET | 291988 | 328453 | Refused | 2016/17 | 2017-01-26 |  |  | Refused
J/2012/0382/F | 2012-11-26 | Derry and Strabane | Single wind turbine | Proposed erection of a 250kw wind turbine (hub height 30m) to serve electricity grid | 440m South of 6 Lisdoo Road Clady | 230093 | 391421 | Approved | 2013/14 | 2014-03-25 |  |  | Approved
E/2012/0215/F | 2012-11-28 | Causeway Coast and Glens | Single wind turbine | Proposed Wind Turbine - 250kw, 30m Hub Height, 15m Blade Length | 1770m East North East of 24 Coolkeeran Road Armoy Ballymoney BT53 8XL | 309563 | 431244 | Withdrawn | 2013/14 | 2013-04-11 |  |  | Withdrawn
X/2012/0497/F | 2012-11-28 | Ards and North Down | Single wind turbine | Erection of 250kw wind turbine (32.3m hub height, 32m blades) | 333m SE 152 Rubane Road_x000D_ Kirkistown_x000D_ | 364285 | 358818 | Approved | 2012/13 | 2013-03-26 |  |  | Approved
Y/2012/0306/F | 2012-11-28 | Lisburn and Castlereagh | Single wind turbine | Erection of wind turbine 40M hub, 30M rotor. | 180M NE of 150 Glen Road Gransha wind turbine 40M hub 30M rotor. | 342215 | 369162 | Withdrawn | 2013/14 | 2013-06-14 |  |  | Withdrawn
C/2012/0477/F | 2012-11-29 | Causeway Coast and Glens | Single wind turbine | Proposed Erection of a Wind Turbine with a 40m Hub Height and a 30m Rotor Diameter with a Maximum Output not Exceeding 250kw. | 517m South South East 49 Gortnamoyagh Road Garvagh Coleraine BT51 5HA. | 278536 | 414816 | Withdrawn | 2013/14 | 2013-10-01 |  |  | Withdrawn
Q/2012/0383/F | 2012-11-29 | Armagh, Banbridge and Craigavon | Single wind turbine | Erection of 225 kw wind turbine (hub height 31 metres, rotor diameter 27 metres) - (Total height 44.5m) | Approx. 250m SW 40 Meenan Road Banbridge BT32 3PQ | 309251 | 339446 | Refused | 2014/15 | 2014-10-22 |  |  | Refused
Q/2012/0384/F | 2012-11-29 | Armagh, Banbridge and Craigavon | Single wind turbine | Erection of 225kw windturbine (hub height 31 metres and rotor diameter 27 metres). | 300m North North West 10 Carrick Road Meenan Banbridge | 309729 | 339098 | Refused | 2014/15 | 2014-11-20 |  |  | Refused
B/2012/0316/F | 2012-11-30 | Causeway Coast and Glens | Single wind turbine | Erection of wind turbine with 40m hub height and 30m rotor diameter with a maximum output not exceeding 250KW | 507m West of 21 Killyblight Road Dungiven. | 266112 | 413128 | Approved | 2013/14 | 2013-07-08 |  |  | Approved
K/2012/0619/F | 2012-12-03 | Fermanagh and Omagh | Single wind turbine | Wind Turbine 30m Tower, 30m Rotor | 400m NW of 59 Lenagh Road Mountfield | 253946 | 381990 | Refused | 2013/14 | 2013-09-18 |  |  | Refused
M/2012/0621/F | 2012-12-03 | Mid Ulster | Single wind turbine | Erection of 1 no 250kw wind turbine on 32.3m (to hub height) monopole and 30m rotor diameter | Lands 188m north east of 74 Ballyness Road Cole Clogher Co Tyrone | 244750 | 352418 | Approved | 2014/15 | 2014-05-12 |  |  | Approved
P/2012/0921/F | 2012-12-03 | Newry, Mourne and Down | Single wind turbine | 1 No. 100KW Wind Turbine with a hub height of 30m | 220M SE of 26 Shaughan Road Newtownhamilton BT35 7PF | 298428 | 325144 | Refused | 2017/18 | 2017-06-23 |  |  | Refused
P/2012/0922/F | 2012-12-03 | Newry, Mourne and Down | Single wind turbine | Erection of 1 no 225kw wind turbine with a hub height of 30 metres | 78 Metres North East of 33 Tate Road Newtownhamilton BT35 7PX | 297423 | 324439 | Approved | 2015/16 | 2015-10-20 |  |  | Approved
R/2012/0575/F | 2012-12-03 | Newry, Mourne and Down | Single wind turbine | Wind turbine 30m rotor, 30m tower. | Approx 100m SE of 32 Myra Road Strangford Downpatrick BT30 7JY | 353493 | 348966 | Approved | 2014/15 | 2014-04-01 |  |  | Approved
F/2012/0274/F | 2012-12-05 | Mid and East Antrim | Single wind turbine | A single wind turbine with a tower height of 35m | 462m South of 20 Newlands Road Larne | 341270 | 397288 | Withdrawn | 2013/14 | 2013-10-16 |  |  | Withdrawn
K/2012/0626/F | 2012-12-05 | Fermanagh and Omagh | Single wind turbine | A wind turbine comprising a configuration 1no. tower of up to 40m tower and 3no. blades of up to 15m for the purpose of producing electricity from a renewable resource. The development will also comprise associated transformer, existing access track upgrades and extension, electrical cabling, one site entrance off Corlea Road (existing) and all other ancillary works. (Re-Advertisment - amended location of turbine) | Lands in Corlea approximately 220 metres north west of 39 Corlea Road Omagh BT78 5LG | 239460 | 372651 | Approved | 2013/14 | 2013-07-22 |  |  | Approved
L/2012/0728/F | 2012-12-05 | Fermanagh and Omagh | Single wind turbine | Erection and operation of a 250kw single wind turbine (30m hub height,30m blade diameter) | Lands 305m North East of No.85 Molly Road Doon Kinawley Co. Fermanagh | 224790 | 326983 | Approved | 2013/14 | 2013-06-06 |  |  | Approved
B/2012/0321/F | 2012-12-06 | Causeway Coast and Glens | Single wind turbine | Proposed wind turbine with a 40m hub height with a rotor diameter of 27m and a maximum output not exceeding 250kw (for export to the grid) | 290m North west of 94 Legavallon Road Dungiven | 269800 | 411099 | Approved | 2014/15 | 2014-09-03 |  |  | Approved
L/2012/0729/F | 2012-12-06 | Fermanagh and Omagh | Single wind turbine | Erection of 1No. 250kW wind turbine with 30m blade diameter and 40m hub height. | Drumbulcan Ballinamallard BT94 2DX | 225033 | 353870 | Approved | 2013/14 | 2013-07-03 |  |  | Approved
L/2012/0730/F | 2012-12-06 | Fermanagh and Omagh | Single wind turbine | Proposed 250kw wind turbine with 40M mast height and rotor diameter 29.5 to generate electricity for export to the grid. | Rahall Irvinestown Co.Fermanagh. | 222292 | 360631 | Refused | 2014/15 | 2015-02-11 |  |  | Refused
A/2012/0584/F | 2012-12-10 | Derry and Strabane | Single wind turbine | Erection of a 250kw wind turbine with a tower height of 31m | Approx 230m North East of 98A Altinure Road Park Claudy. | 258226 | 402983 | Approved | 2013/14 | 2013-04-12 |  |  | Approved
E/2012/0225/F | 2012-12-10 | Causeway Coast and Glens | Single wind turbine | Erection of 225KW Wind Turbine (26M Hub Height, 32M Blades) | 170M SW of 9A Ballinlea Road Ballycastle BT54 6NQ | 303988 | 442523 | Approved | 2013/14 | 2013-08-06 |  |  | Approved
K/2012/0633/F | 2012-12-11 | Fermanagh and Omagh | Single wind turbine | Erection of a 250kw single wind turbine (32.3m hub height with 16m blades) | 300m West of 45 Bridge Road Dromore | 234909 | 361911 | Approved | 2014/15 | 2014-04-08 |  |  | Approved
L/2012/0737/F | 2012-12-11 | Fermanagh and Omagh | Single wind turbine | Erection of 1 No. 250kw wind turbine on 32m monopole and 29m rotor diameter. | 326m North of 14 Cornacully Road_x000D_ Cornacully_x000D_ Belcoo_x000D_ Co Fermanagh. BT93 5BP._x000D_ | 201931 | 345245 | Approved | 2012/13 | 2013-03-25 |  |  | Approved
L/2012/0738/F | 2012-12-11 | Fermanagh and Omagh | Single wind turbine | Erection of 1 No. 225kw wind turbine on 40m (to Hub height) tower and 29m rotor diameter. | 500m North of 54 Trasna Road_x000D_ Aghnagrane_x000D_ Tempo_x000D_ Co. Fermanagh. BT94 4TJ._x000D_ | 236331 | 344854 | Approved | 2012/13 | 2013-02-04 |  |  | Approved
L/2012/0741/F | 2012-12-11 | Fermanagh and Omagh | Single wind turbine | Erection of 2No. 225kw wind turbines on 40m (to hub height) tower and 29m rotor diameter. | 750m North of 54 Trasna Road Aghnagrane Tempo BT94 4TJ. | 236275 | 345208 | Approved | 2013/14 | 2013-06-06 |  |  | Approved
Y/2012/0317/F | 2012-12-11 | Lisburn and Castlereagh | Single wind turbine | Erection of a wind turbine 40m hub, 30m rotor | Approx 30m W of 35 Rocky Road Gilnahirk Belfast BT5 7TA | 339722 | 371902 | Withdrawn | 2017/18 | 2018-01-17 |  |  | Withdrawn
K/2012/0635/F | 2012-12-12 | Fermanagh and Omagh | Single wind turbine | Erection of a 250kw wind turbine with a tower height of 40m. | Approx 610m NE of 8 Meenacloy Road Killen Castlederg | 222008 | 374312 | Refused | 2013/14 | 2013-11-18 |  |  | Refused
K/2012/0636/F | 2012-12-12 | Fermanagh and Omagh | Single wind turbine | Proposed erection of 1no. 225kw wind turbine on 50m high monopole with 30m rotar diameter (Acoustic Report Received) | 320m North East of 29 Highland Road Clogherny Glebe Upper Beragh | 255435 | 363719 | Approved | 2013/14 | 2013-10-07 |  |  | Approved
K/2012/0638/F | 2012-12-12 | Strategic Planning Division | Wind farm | Amendment to consented Thornog Extension Wind Farm (K/2009/0243/F) consisting of an increase in overall turbine height from 99m to 110.5m | Thornog Meenadoan Doochrock Gortnasoal Glebe and Corlaght East townlands Drumquin Co Tyrone | 224463 | 370159 | Approved | 2013/14 | 2013-07-04 |  |  | Approved
R/2012/0589/F | 2012-12-12 | Newry, Mourne and Down | Single wind turbine | Proposed 1 Nr domestic 11kw Gaia Wind Turbine (18.4m Hub Tube Tower). | Approx 205m North East of 20 Tareesh Lane Downpatrick. | 343159 | 347341 | Approved | 2013/14 | 2013-09-30 |  |  | Approved
H/2012/0442/F | 2012-12-13 | Mid Ulster | Single wind turbine | Erection of a wind turbine with a 40m hub height and 30m rotor diameter with a maximum output not exceeding 250kw to serve for export to the grid | 660m North West of 47 Disert Road Draperstown | 275633 | 390640 | Withdrawn | 2013/14 | 2013-06-25 |  |  | Withdrawn
L/2012/0748/F | 2012-12-13 | Fermanagh and Omagh | Single wind turbine | Proposed installation of 1No Wind Turbine (not exceeding 250kW) on a tubular tower up to 41.5m height with blades up to 54.5m (to tip height) | 326m South East of 61 Clones Road_x000D_ Mullyduff_x000D_ Newtownbutler Co. Fermanagh BT92 6FA_x000D_ | 243121 | 325254 | Approved | 2012/13 | 2013-01-29 |  |  | Approved
M/2012/0635/F | 2012-12-13 | Mid Ulster | Single wind turbine | Proposed 1 no. endurance E-3120 55kw - Hub height of 36.4 metres 9.6 rotor radius - 46.0m overall height, to support existing farm and farm diversification business. | Site approx 195m NNW of 61 Dungorman Road Dungannon Co. Tyrone | 283928 | 360120 | Approved | 2013/14 | 2013-07-22 |  |  | Approved
M/2012/0638/F | 2012-12-14 | Mid Ulster | Single wind turbine | Erection of 225kW wind turbine (30.4M hub height, 29.1m blade diameter). | 306 Metres South East of No. 59 Dyan Road Caledon | 276321 | 347969 | Approved | 2014/15 | 2014-07-29 |  |  | Approved
J/2012/0400/F | 2012-12-17 | Derry and Strabane | Single wind turbine | Replacement of 2 no. existing 75kw wind turbines with 1 no. 250kw wind turbine (hub height 41m, rotor diameter 30m) | Approx 370m NW of 99 Peacock Road Strabane | 231289 | 391229 | Approved | 2013/14 | 2013-08-01 |  |  | Approved
L/2012/0752/F | 2012-12-17 | Fermanagh and Omagh | Single wind turbine | Erection of 1 no. 250kw wind turbine with 30m blade diameter and 40m hub height | Leaghan Kesh BT93 1TH | 220603 | 362476 | Approved | 2013/14 | 2013-06-07 |  |  | Approved
K/2012/0648/F | 2012-12-18 | Fermanagh and Omagh | Single wind turbine | Erection of a 250kw wind turbine at hub height of 30m to serve farm and grid | 140m NW of 62 Devesky Road Carrickmore | 263410 | 373760 | Withdrawn | 2013/14 | 2013-06-18 |  |  | Withdrawn
X/2012/0530/F | 2012-12-18 | Ards and North Down | Single wind turbine | Erection of 250kw Wind Turbine (32.3m hub height, 32m blade). | 220m NW of No 93 Newtownards Road Greyabbey. | 357044 | 368775 | Refused | 2013/14 | 2014-01-06 |  |  | Refused
K/2012/0650/F | 2012-12-19 | Fermanagh and Omagh | Single wind turbine | Proposed installation of a wind turbine (not exceeding 250kw) on a tubular tower up to 41.5m height with blades up to 54.5m (to tip height) | Lands 428m South of 108 Effernan Road Trillick | 233402 | 352245 | Approved | 2013/14 | 2013-07-16 |  |  | Approved
K/2012/0652/F | 2012-12-19 | Fermanagh and Omagh | Single wind turbine | Proposed 30m high 225kw wind turbine (Acoustic Report) | Approx 370m NE of 7 Crouck Road Mountfield Omagh | 262758 | 384226 | Refused | 2014/15 | 2014-12-04 |  |  | Refused
K/2012/0653/F | 2012-12-19 | Fermanagh and Omagh | Single wind turbine | Proposed erection of 1 no 225 kw wind turbine with a 32m hub height | 270m north east of 29 Highland Road Clogherney Glebe Upper Beragh Co Tyrone | 255340 | 363722 | Approved | 2013/14 | 2013-09-05 |  |  | Approved
A/2012/0614/F | 2012-12-20 | Derry and Strabane | Single wind turbine | Erection of a wind turbine, 40m hub, 30m rotor | Approx 200m NE of 84 Cumber Road Claudy | 254196 | 406052 | Withdrawn | 2014/15 | 2015-01-20 |  |  | Withdrawn
U/2012/0372/F | 2012-12-20 | Antrim and Newtownabbey | Single wind turbine | Installation of a 225kw wind turbine on a tubular tower - height up to 51.5m with blade tip height up to 65m with associated switch room | 500m North of No 63 Boghill Road (Ballyutoag) Mallusk Newtownabbey | 328058 | 381739 | Approved | 2013/14 | 2014-02-21 |  |  | Approved
L/2012/0770/F | 2012-12-21 | Fermanagh and Omagh | Single wind turbine | Proposed erection of 1 No. wind turbine on 18.3m tower and 13m rotor diameter (to tip height of 25m ). | Lands 170m West of 17 Lattone Road Belcoo West Belcoo Co Fermanagh | 207952 | 338840 | Approved | 2014/15 | 2014-07-23 |  |  | Approved
L/2012/0771/F | 2012-12-21 | Fermanagh and Omagh | Single wind turbine | Erection of 1 No. 225kW wind turbine on 32m tower (to hub height). | At lands 422m North West of 49 Drumbristan Road Doochrock Kesh Co Fermanagh BT93 1LA | 222865 | 369470 | Approved | 2014/15 | 2014-04-28 |  |  | Approved
L/2012/0772/F | 2012-12-21 | Fermanagh and Omagh | Single wind turbine | Proposed installation of 1 No. wind turbine (not exceeding 250kW) on a tubular tower up to a 41.5m height with blades up to 56.5m (to tip height). | At lands 360m North East of 31 The Crook Road_x000D_ Corratrasna_x000D_ Derrylin_x000D_ Co Fermanagh_x000D_ BT92 9AU_x000D_ | 228543 | 324717 | Approved | 2012/13 | 2013-02-04 |  |  | Approved
M/2012/0644/F | 2012-12-21 | Mid Ulster | Single wind turbine | Proposed 250kw wind turbine with 40m mast height and rotor diameter 29.5m to generate electricity for export to the grid. | Approx 300m SE of 173 Kilnahusogue Road Fintona | 249229 | 355496 | Withdrawn | 2013/14 | 2013-11-07 |  |  | Withdrawn
O/2013/0006/F | 2012-12-21 | Armagh, Banbridge and Craigavon | Single wind turbine | Installation of 250 KW wind turbine with a 46m hub height and 30m blade diameter including maintenance laneway - change of location of turbine previously approved under ref no o/2012/0141/F. (amended scheme - siting and height). | 215m south of 17 Mavemacullen Road Tandragee | 300720 | 341711 | Approved | 2014/15 | 2015-03-27 |  |  | Approved
B/2012/0336/F | 2012-12-22 | Causeway Coast and Glens | Single wind turbine | Installation of a 250kw wind turbine with tower height of 30m, and a blade span of 30m accessed via existing laneway. | Lands 150m West of 16 Seacoast Road Limavady | 266141 | 423393 | Refused | 2013/14 | 2013-10-29 |  |  | Refused
J/2012/0413/F | 2012-12-27 | Derry and Strabane | Single wind turbine | Proposed 250kw wind turbine (Max hub height 41m and max rotor diameter 39m) and associated ancillary development | Approx 1090m East of 29 Ballybeeny Road Bready | 239328 | 407842 | Refused | 2016/17 | 2016-07-11 |  |  | Refused
J/2012/0414/F | 2012-12-27 | Derry and Strabane | Single wind turbine | Single wind turbine (max hub height 41m, max rotor diameter 39m) and associated ancillary equipment. Access is proposed via an existing laneway that egresses onto Keery Road. | Approx 1010m East of 14 Ballybeeny Road Bready | 239483 | 408168 | Refused | 2016/17 | 2016-07-11 |  |  | Refused
L/2012/0781/F | 2012-12-27 | Fermanagh and Omagh | Single wind turbine | A wind turbine up to a maximum tip height of 54.5m (comprising a configuration of up to 40m tower and up to 14.5m blades) for the purpose of producing electricity from a renewal source. The development will also comprise associated transformer, existing a | Lands in Glenarn approximately 357 metres South of 32 Glenarn Road_x000D_ Lack_x000D_ County Fermanagh_x000D_ BT93 0AT_x000D_ | 230002 | 367224 | Approved | 2012/13 | 2013-02-07 |  |  | Approved
M/2012/0645/F | 2012-12-27 | Mid Ulster | Single wind turbine | Proposed installation of a wind turbine (not to exceed 250KW) on a tubular tower of up to 41.5m height with blades up to 56.6m (to tip height) with control room | At lands 162m North East of 94 Loughan's Road Ballygawley Co Tyrone | 267080 | 358367 | Approved | 2013/14 | 2014-03-21 |  |  | Approved
O/2013/0009/F | 2012-12-27 | Armagh, Banbridge and Craigavon | Single wind turbine | Proposed installation of 1no. wind turbine (not exceeding 250 kw) on a tubular tower up to 41.5m height with blades up to 56.5m (tip height) | Lands 410m north east of 68 Mullyard Road Crossbane with access onto Drumnahavil Road Keady | 281196 | 329455 | Withdrawn | 2013/14 | 2013-06-19 |  |  | Withdrawn
P/2013/0015/F | 2012-12-27 | Newry, Mourne and Down | Single wind turbine | Erection of a single 20kw wind turbine | 43.5 metres north of 47 Bernish Road Newry | 307143 | 324136 | Refused | 2013/14 | 2013-07-18 |  |  | Refused
P/2013/0016/F | 2012-12-27 | Newry, Mourne and Down | Single wind turbine | 225kw wind turbine on 30 metre mast with 29 metre rotor diameter | 340 metres south of 78 Maytown Road Newry BT35 7NF | 303055 | 331257 | Refused | 2016/17 | 2017-02-17 |  |  | Refused
P/2013/0017/F | 2012-12-27 | Newry, Mourne and Down | Single wind turbine | Erection of wind turbine for electricity production 30m hub height | 120m North North West from 93 Carrickgollogly Road BT35 7QS | 297778 | 328253 | Refused | 2014/15 | 2014-11-21 |  |  | Refused
I/2012/0461/F | 2012-12-31 | Mid Ulster | Single wind turbine | Proposed 250kw wind turbine with a tower height up to 46 metres for farm diversification comprising use of an existing unaltered entrance and existing access track, proposed new access track of 4.0m width, turbine assembly area, NIE ring main kiosk and all ancillary development and associated site works | 203m north west of no 10 Lower Kildress Road Lower Kildress townland Cookstown BT80 9RN | 277386 | 377969 | Approved | 2013/14 | 2013-11-04 |  |  | Approved
I/2012/0462/F | 2012-12-31 | Mid Ulster | Single wind turbine | A single wind turbine up to 250kw with a maximum tower height of up to 46m for farm diversification. Comprising: use of an existing unaltered entrance and existing access track, proposed new access track of 4.0m width, turbine assembly area, NIE ring main kiosk and all ancillary works and associated development. | 300m North of 201 Drum Road Clare Townland Cookstown Co. Tyrone | 275526 | 378764 | Approved | 2013/14 | 2013-09-25 |  |  | Approved
I/2012/0463/F | 2012-12-31 | Mid Ulster | Single wind turbine | Single wind turbine (225kw) with a maximum hub height of up to 42m and maximum tip height of 55.5m, new access track of 4.0m from existing factory yard turbine, turbine assembly area, NIE kiosk and other ancillary works. (Amended description, address and additional information submitted) | 300m north of 156 Drum Road Dumard Townland Cookstown | 278623 | 377448 | Refused | 2015/16 | 2015-09-08 |  |  | Refused
V/2013/0006/F | 2013-01-03 | Mid and East Antrim | Single wind turbine | Single wind turbine, access and ancillary works. Turbine tower height 30 metres and rotor diameter 23 metres | Lands 332 metres South of 60 Belfast Road Whitehead | 346569 | 390799 | Approved | 2014/15 | 2014-06-24 |  |  | Approved
L/2013/0007/F | 2013-01-04 | Fermanagh and Omagh | Single wind turbine | Proposed erection of 1 no. wind turbine with 40m hub height and 27m rotor diameter with a maximum output not exceeding 250kw. (Amended siting of proposal) | 260m North West of 78 Mulleek Road Garvary Belleek Co Fermanagh BT93 2AZ | 201139 | 362035 | Withdrawn | 2014/15 | 2014-10-09 |  |  | Withdrawn
G/2013/0008/F | 2013-01-09 | Mid and East Antrim | Single wind turbine | Proposed 1no Endurance E-3120 55 kw Wind turbine- hub height of 24.6m 9.6m rotor radius - 34.2 overall height, to support existing farm business | Approx 79m SE of 80 Drumagrove Road Ballymena | 311648 | 412882 | Withdrawn | 2013/14 | 2013-10-18 |  |  | Withdrawn
R/2013/0009/F | 2013-01-09 | Newry, Mourne and Down | Single wind turbine | Proposed 250KVA wind turbine 30m in height (Additional Info) | Approx 240m South South east of 29 Drumgiven Road Ballynahinch | 340568 | 353525 | Approved | 2013/14 | 2014-02-27 |  |  | Approved
V/2013/0004/F | 2013-01-10 | Mid and East Antrim | Single wind turbine | A single wind turbine with a tower height of 30m | Lands approx. 550m South East of Kilroot Business Park Carrickfergus | 344862 | 389284 | Approved | 2014/15 | 2014-08-15 |  |  | Approved
S/2013/0010/F | 2013-01-11 | Lisburn and Castlereagh | Single wind turbine | Proposed erection of a 31m hub height vestas V27 225kw wind turbine to serve farm and export surplus to the grid | site 260m North West of 1 Rock Road Stoneyford Lisburn BT28 3SP | 322832 | 370460 | Withdrawn | 2014/15 | 2015-01-14 |  |  | Withdrawn
D/2013/0003/F | 2013-01-14 | Causeway Coast and Glens | Single wind turbine | Proposed Installation of a Wind Turbine on a Tubular Tower - Height up to 32.5m with Blade Tip Height up to 47.0m with Associated Switch Room. | 290m West of 237 Corkey Road Carnagall Cloughmills with site access 75 metres north of 113 Lislaban Road Cloughmills. | 308471 | 420366 | Approved | 2013/14 | 2013-09-27 |  |  | Approved
I/2013/0012/F | 2013-01-14 | Mid Ulster | Single wind turbine | Proposed installation of a wind turbine on a tubular tower - height up to 51.5m with blade tip height up to 66.5m with associated switch room | 410m North of 160 Tandergee Road Derrygortanea Pomeroy | 273405 | 371629 | Approved | 2013/14 | 2013-05-14 |  |  | Approved
Y/2013/0009/F | 2013-01-15 | Lisburn and Castlereagh | Single wind turbine | Wind turbine 30m tower, 30m rotor | Approx 350m SE 10 Clontonacally Road Castleregh BT8 8AG | 339150 | 366009 | Withdrawn | 2013/14 | 2013-10-29 |  |  | Withdrawn
J/2014/0011/F | 2013-01-16 | Derry and Strabane | Single wind turbine | Proposed WindWorld W2700-150kW Wind Turbine, 31m Hub, 27m Rotor in substitution for previously approved Gaia Wind Turbine (J/2011/0244/F) on alternate location, to support Engineering Business. | 218m SSW of 109 Lettercarn Road Castlederg Co Tyrone BT81 7RA | 228715 | 379278 | Approved | 2015/16 | 2015-10-01 |  |  | Approved
R/2013/0017/F | 2013-01-16 | Newry, Mourne and Down | Single wind turbine | Amendment to previous planning approval under R/2010/0806. Erection of 1no 80kw wind turbine with 18m monopole (to hub height) | lands 390m north east of 38A Drumkeeragh Road Ballynahinch Co Down BT24 8QU (amended address) | 334805 | 347270 | Approved | 2014/15 | 2014-06-26 |  |  | Approved
T/2013/0009/F | 2013-01-16 | Antrim and Newtownabbey | Single wind turbine | Proposed 250kw wind turbine, with a hub height of 30m and rotor diameter of 27m. (Noise survey submitted) | 311m North East of 91 Ballybracken Road Ballyclare | 322516 | 395073 | Refused | 2014/15 | 2014-12-02 |  |  | Refused
T/2013/0010/F | 2013-01-16 | Antrim and Newtownabbey | Single wind turbine | Proposed installation of a single 225kw wind turbine, with hub height 41.5m and with blades up to 56.5m to tip height | At lands 288m North West of 171 Moneynick Road Drumderg Toomebridge | 300731 | 390258 | Approved | 2013/14 | 2013-05-15 |  |  | Approved
U/2013/0011/F | 2013-01-16 | Antrim and Newtownabbey | Single wind turbine | Proposed Gaia-wind 133-11 Kw wind turbine 27m hub and 13m blade | 40m N/West of no 45 Collin Road Ballyclare BT39 9JS | 326118 | 395138 | Approved | 2013/14 | 2013-05-13 |  |  | Approved
F/2013/0010/F | 2013-01-17 | Mid and East Antrim | Single wind turbine | A single wind turbine with a tower height of 50m, blade length of 15m and max output of 250kw. | 240m South East of 166 Ballysnod Road Larne | 339257 | 400769 | Approved | 2013/14 | 2013-11-29 |  |  | Approved
E/2013/0006/F | 2013-01-18 | Causeway Coast and Glens | Single wind turbine | Proposed Wind Turbine - 250kw 30 Hub Height, 15m Blade Length. | 1270m East of 24 Coolkeeran Road Armoy Ballymoney Co. Antrim BT53 8XL. | 309069 | 430951 | Approved | 2013/14 | 2013-04-29 |  |  | Approved
Q/2013/0030/F | 2013-01-21 | Newry, Mourne and Down | Single wind turbine | Erection of a 20kw wind turbine with a tower height of 20m with a total height of 26.5m to blade tip, in substitution to that approved under ref: Q/2011/0357/F | Approx. 340 metres north east of 6A Ballydrumman Road Leitrim | 328482 | 340391 | Approved | 2013/14 | 2013-06-03 |  |  | Approved
S/2013/0024/F | 2013-01-21 | Lisburn and Castlereagh | Single wind turbine | Proposed new wind turbine up to 225kw, hub height up to 51.5 m. with a blade tip up to 65m, complete with control room (Amended proposal description, amended location and amended drawings submitted) | 151m South West from 11 Sheepwalk Road Whitemountain Lisburn | 323960 | 368084 | Approved | 2014/15 | 2014-10-23 |  |  | Approved
A/2013/0020/F | 2013-01-22 | Derry and Strabane | Single wind turbine | Proposed 10kw wind turbine- height 25m to tip of blade | 37.5m SE of 25 Coney Road Derry | 247504 | 423391 | Approved | 2014/15 | 2014-08-20 |  |  | Approved
J/2013/0015/F | 2013-01-22 | Derry and Strabane | Single wind turbine | Proposed 225kw wind turbine with 36 mast height and 29.5m rotor diameter to generate electricity for export to the grid in substitution of previous approval J/2011/0177/F | Approx 350m north of 55 Drumlegagh Road North Newtownstewart | 232803 | 381075 | Withdrawn | 2013/14 | 2013-10-25 |  |  | Withdrawn
K/2013/0016/F | 2013-01-22 | Fermanagh and Omagh | Single wind turbine | Erection of 250kw wind turbine at hub height of 41m | 430m south west of 23 Mullagharn Road Omagh | 240833 | 374450 | Refused | 2013/14 | 2014-02-21 |  |  | Refused
K/2013/0020/F | 2013-01-22 | Fermanagh and Omagh | Single wind turbine | Erection of a 225 kw wind turbine 40m high to hub with a 30m blade span | Approximately 420 metres north of 116 Camlough Road Granagh Carrickmore | 261242 | 376049 | Approved | 2014/15 | 2014-09-09 |  |  | Approved
L/2013/0026/F | 2013-01-22 | Fermanagh and Omagh | Single wind turbine | Amendment to existing approval under L/2012/0595/F. Relocation of 1 No 250kw wind turbine with hub height up to 35m and rotor diameter of up to 37m. | Cullen_x000D_ Monea_x000D_ | 216457 | 351025 | Approved | 2012/13 | 2013-02-19 |  |  | Approved
M/2013/0033/F | 2013-01-22 | Mid Ulster | Single wind turbine | Proposed 150kw wind turbine with mast height 30m and 24m rotor diameter to generate electricity for export to the grid | Approx 185m south east of 185 Crew Road Ballygawley | 260781 | 357036 | Approved | 2013/14 | 2014-01-27 |  |  | Approved
P/2013/0062/F | 2013-01-22 | Newry, Mourne and Down | Single wind turbine | Proposed 225kw wind turbine with 36 mast height and 29.5m rotor diameter to generate electricity for export to the grid | Approximately 188m south east of 23 Ballymoyer Road Newtownhamilton Co. Armagh | 294440 | 328940 | Refused | 2014/15 | 2014-11-07 |  |  | Refused
J/2013/0016/F | 2013-01-23 | Derry and Strabane | Single wind turbine | Proposed wind turbine (total height 58m with a hub height of 45m) | 500m SSW of 25A Cavanlee Road Strabane | 236867 | 394302 | Withdrawn | 2013/14 | 2013-09-25 |  |  | Withdrawn
J/2013/0017/F | 2013-01-23 | Derry and Strabane | Single wind turbine | Proposed wind turbine (Total height 58m, with a hub height of 45m) | 520m ESE of 31 Carrigullin Road Strabane | 236958 | 393674 | Withdrawn | 2013/14 | 2013-10-16 |  |  | Withdrawn
L/2013/0038/F | 2013-01-24 | Fermanagh and Omagh | Single wind turbine | Erection of 1 No. 250kw wind turbine with 27m blade diameter and 46m hub height with connection to grid. | Brookhill Leggs BT93 2BB | 207690 | 364438 | Approved | 2013/14 | 2013-06-07 |  |  | Approved
C/2013/0031/F | 2013-01-25 | Causeway Coast and Glens | Single wind turbine | 1 no. 50kw wind turbine with hub height of 36m. | 420m South East of 185 Agivey Road Aghadowey Coleraine BT51 4AB. | 289888 | 420816 | Approved | 2013/14 | 2013-05-08 |  |  | Approved
C/2013/0032/F | 2013-01-25 | Causeway Coast and Glens | Single wind turbine | 1 no. 50kw wind turbine with hub height of 36m. | 320m East of 185 Agivey Road Aghadowey Coleraine BT51 4AB. | 289815 | 420891 | Approved | 2013/14 | 2013-05-08 |  |  | Approved
G/2013/0025/F | 2013-01-25 | Mid and East Antrim | Single wind turbine | Erection of a Bonus 150KW wind turbine hub height 30m | 276m South West of 179 Rathkeel Road Moorfields Ballymena BT42 4HT | 319766 | 400529 | Refused | 2016/17 | 2016-10-12 |  |  | Refused
K/2013/0026/F | 2013-01-25 | Fermanagh and Omagh | Single wind turbine | Erection of 1 no. 225 kw wind turbine on 31m mono pole and 27m rotor diameter | Lands approximately 650m east of 22 Meenacloy Road Killen Castlederg Co. Tyrone | 222129 | 373068 | Refused | 2013/14 | 2013-11-12 |  |  | Refused
P/2013/0078/F | 2013-01-25 | Newry, Mourne and Down | Single wind turbine | Erection of 1 no 250KW Wind Turbine with a hub height of 30m. | 420m North West of 20 Levin Road Newtownhamilton | 296914 | 328439 | Refused | 2016/17 | 2017-02-08 |  |  | Refused
K/2013/0028/F | 2013-01-28 | Fermanagh and Omagh | Single wind turbine | Erection of 1no. wind turbine with a hub height of 30m and blade diameter of 29m | 200m north west of 128 Rockstown Road Carrickmore BT79 9BX | 264405 | 373268 | Approved | 2013/14 | 2013-12-03 |  |  | Approved
K/2013/0030/F | 2013-01-28 | Fermanagh and Omagh | Single wind turbine | Erection of 1 no. 150kw wind turbine (30m hub height and 25m rotor diameter) to serve as primary power source for recycling/material recovery facility on site | Lands 240m NE of 286 Drumnakilly Road Carrickmore | 259121 | 373479 | Withdrawn | 2013/14 | 2013-06-26 |  |  | Withdrawn
L/2013/0039/F | 2013-01-28 | Fermanagh and Omagh | Single wind turbine | Erection of 1 no. 225kw wind turbine with 30m blade diameter and 40m hub height. | Makenny Irvinestown BT94 1AG. | 224633 | 356324 | Approved | 2013/14 | 2013-10-07 |  |  | Approved
B/2013/0018/F | 2013-01-29 | Causeway Coast and Glens | Single wind turbine | Erection of 1 no 150kw wind turbine with 27m blade diameter and 40m hub height | 252 metres North West of No 11 Lime Road | 258328 | 419913 | Withdrawn | 2013/14 | 2013-05-07 |  |  | Withdrawn
J/2013/0022/F | 2013-01-29 | Derry and Strabane | Single wind turbine | Erection of a 250kw wind turbine with a tower height of 31m, blade span of 30m to provide power to existing farm and excess to grid | Approx 410m NE of 106 Ligford Road Plumbridge | 246561 | 392240 | Refused | 2016/17 | 2016-08-31 |  |  | Refused
A/2013/0045/F | 2013-01-30 | Derry and Strabane | Single wind turbine | Erection of a single wind turbine with hub height of 36.5m and tip height of 51m. | 174metres East of 10 Magherabrack Road Feeny Claudy Co. Derry. | 262294 | 403910 | Approved | 2013/14 | 2014-03-19 |  |  | Approved
U/2013/0027/F | 2013-01-31 | Antrim and Newtownabbey | Single wind turbine | Proposed 1 No. Endurance wind turbine - E-3120 55kW - hub height of 36.4 metres, 9.6m rotor radius - 46.0m overall height | Approx. 165m ENE of Fort Lodge 30 Lisnalinchy Road Ballyclare BT39 9PA | 330017 | 388060 | Withdrawn | 2013/14 | 2014-01-10 |  |  | Withdrawn
K/2013/0035/F | 2013-02-01 | Fermanagh and Omagh | Single wind turbine | Proposed Norwin 29 225kw wind turbine with max height 40m to provide power to proposed greenhouses with any surplus to the Grid | Approx 575m SW of 65 Quarry Road Carrickmore | 260991 | 371276 | Withdrawn | 2013/14 | 2013-08-07 |  |  | Withdrawn
L/2013/0047/F | 2013-02-01 | Fermanagh and Omagh | Single wind turbine | Erection of 50KW wind turbine, 24m high monopole, 19.2m rotor diameter (3 Blades) | Boho Road Mullylusty Belcoo BT93 5FX | 209586 | 342166 | Refused | 2014/15 | 2014-09-03 |  |  | Refused
K/2013/0039/F | 2013-02-04 | Fermanagh and Omagh | Single wind turbine | Erection of a 225kw wind turbine on 31m monopole (to hub height) with 27m rotor diameter | Lands 363m NE of 65 Effernan Road Deigh Trillick | 232258 | 353938 | Withdrawn | 2013/14 | 2013-10-28 |  |  | Withdrawn
L/2013/0050/F | 2013-02-04 | Fermanagh and Omagh | Single wind turbine | Amendment to approved application L/2011/0422. Erection of 1 No. 225kw wind turbine on 40m mono-pole (to hub height) and 27m rotor diameter. Amendment from 31m mono-pole. | Lands 100m South East of 109 Edenmore Rd Carn Tempo Co Fermanagh BT94 3EU | 233014 | 349957 | Approved | 2013/14 | 2013-06-06 |  |  | Approved
I/2013/0036/F | 2013-02-05 | Mid Ulster | Single wind turbine | Proposed wind turbine on a tubular tower, height 45m in total with associated switch room. | Approx 208m NNE of 17 Knockadoo Road Cookstown | 281651 | 383822 | Withdrawn | 2013/14 | 2013-09-03 |  |  | Withdrawn
I/2013/0037/F | 2013-02-05 | Mid Ulster | Single wind turbine | Proposed Nord WTN 250kw wind turbine with max hub height of 40m to serve dwelling at 24a Murnells Road, with surplus to the grid. Proposed Norwin WTN 250kw wind turbine with max hub height of 40m to serve dwelling at 24a Murnells Road, with surplus to the Grid | 260m NW of 24a Murnells Road Pomeroy | 267613 | 376374 | Withdrawn | 2014/15 | 2014-11-19 |  |  | Withdrawn
R/2013/0051/F | 2013-02-05 | Newry, Mourne and Down | Single wind turbine | Proposed 11kw windturbine with hub height of 18.3m and blade tip height of 24.8m. | Approx 180m south west of 8 Clarkhill Road Castlewellan BT31 9BJ. | 334804 | 337288 | Approved | 2013/14 | 2013-09-10 |  |  | Approved
G/2013/0036/F | 2013-02-06 | Mid and East Antrim | Single wind turbine | Single wind turbine, access and ancillary works. Turbine tower height 46m and rotor diameter 30m | 360m North East of 79 Woodside Road Ballymena | 314266 | 403830 | Approved | 2013/14 | 2013-05-17 |  |  | Approved
I/2013/0043/F | 2013-02-06 | Mid Ulster | Single wind turbine | Proposed wind turbine on a tubular tower (height 45m in total) with an associated switch room | Approx 156m West of 56 Tullyboy Road Moneymore | 285825 | 379987 | Approved | 2013/14 | 2014-03-21 |  |  | Approved
K/2013/0045/F | 2013-02-06 | Fermanagh and Omagh | Single wind turbine | Proposed 55kw endurance E-3120 (36.4m -Hub Height, Tube Tower) Wind Turbine | Approx 267m NE of 76 Mullaslin Road Sixmilecross Co. Tyrone | 259054 | 371557 | Approved | 2014/15 | 2014-04-02 |  |  | Approved
K/2013/0046/F | 2013-02-06 | Fermanagh and Omagh | Single wind turbine | Proposed single wind turbine with a hub height of 40m and a blade diameter of 30m, output not exceeding 250kw. | 580m SE of 59 Rarogan Road Ballygawley | 256442 | 359459 | Approved | 2014/15 | 2014-05-01 |  |  | Approved
K/2013/0048/F | 2013-02-06 | Fermanagh and Omagh | Single wind turbine | Proposed single wind turbine with a hub height of 46 metres and blade diameter of 30 metres, output not exceeding 250kw | 250m SW of 42 Aghascrebagh Road Aghascrebagh Greencastle BT79 8HL | 261502 | 383488 | Refused | 2014/15 | 2014-04-07 |  |  | Refused
K/2013/0049/F | 2013-02-06 | Fermanagh and Omagh | Single wind turbine | Proposed 225kw wind turbine (Hub height 40m) with surplus to the Grid | Lands approx 470m North of 80 Tiroony Road Sixmilecross | 259824 | 369937 | Approved | 2013/14 | 2013-05-22 |  |  | Approved
K/2013/0052/F | 2013-02-07 | Fermanagh and Omagh | Single wind turbine | Erection of 1no. 250kw wind turbine on a 31.5m Monopole with rotor diameter of 33m | 360m North East of 93 Mullanmore Road Loughmacrory Omagh | 259648 | 375675 | Approved | 2014/15 | 2014-07-01 |  |  | Approved
K/2013/0053/F | 2013-02-07 | Fermanagh and Omagh | Single wind turbine | Proposed 250kw wind turbine with a 30m hub height. | 230m north east of 56 Donaghanie Road Omagh | 249183 | 370941 | Approved | 2014/15 | 2015-03-10 |  |  | Approved
I/2013/0047/F | 2013-02-08 | Mid Ulster | Single wind turbine | Proposed 250kw wind turbine with a tower height of up to 46m for auto-production for existing on-site engineering business comprising proposed widening of an existing entrance, proposed new access track of 4.0m width, turbine assembly area, NIE ring main kiosk and all ancillary development and associated site works | 239m SW of 14 Meenanea Road Meenanea Cookstown | 268789 | 381795 | Approved | 2013/14 | 2013-12-13 |  |  | Approved
X/2013/0058/F | 2013-02-08 | Ards and North Down | Single wind turbine | Erection of 1no 150kw Wind Turbine on 30m tower (to hub height) 24m rotar diameter | At lands 239m North of 90 Bowtown Road Ballywatticock Newtownards | 351880 | 373314 | Approved | 2013/14 | 2013-05-09 |  |  | Approved
H/2013/0062/F | 2013-02-12 | Mid Ulster | Single wind turbine | Erection of a wind turbine (250kw max) with a tower height of 40m | Approx 800m South West of 43 Disert Road Draperstown | 275854 | 390966 | Approved | 2013/14 | 2013-05-03 |  |  | Approved
H/2013/0063/F | 2013-02-12 | Mid Ulster | Single wind turbine | Installation of 20kw wind turbine with 20 metre hub height | 60 metres North West of 24 Draperstown Road Desertmartin | 284027 | 393159 | Approved | 2014/15 | 2014-06-20 |  |  | Approved
X/2013/0062/F | 2013-02-13 | Ards and North Down | Single wind turbine | 1 no 250kw Wind Turbine with a hub height of 40m to supply farm business with any excess sold to grid | 435m West of 7 Kircubbin Road Ballywalter | 362299 | 366857 | Approved | 2013/14 | 2013-06-19 |  |  | Approved
K/2013/0062/F | 2013-02-14 | Fermanagh and Omagh | Single wind turbine | Erection of a domestic wind turbine with 13m blades on a 20m hub | 225m NE of 216 Crockanboy Road Greencastle | 258070 | 384126 | Approved | 2013/14 | 2013-09-04 |  |  | Approved
L/2013/0064/F | 2013-02-14 | Fermanagh and Omagh | Single wind turbine | Erection of 1 No. 250kW wind turbine with 30m blade diameter and 40m hub height. | Drummacalara Ederney BT93 1GQ | 221164 | 364106 | Approved | 2013/14 | 2013-04-29 |  |  | Approved
L/2013/0065/F | 2013-02-14 | Fermanagh and Omagh | Single wind turbine | Erection of 1 no. 250kw wind turbine with 27m blade diameter and 32m hub height. | Slisgarrow Garrison BT93 4DD. | 200696 | 351490 | Approved | 2013/14 | 2013-06-06 |  |  | Approved
M/2013/0070/F | 2013-02-14 | Mid Ulster | Single wind turbine | Erection of a single wind turbine, 30.0m hub height with 16m blades (250kw output) | 327m NW of 12 Killymorgan Road Ballygawley | 262949 | 359508 | Approved | 2013/14 | 2014-01-20 |  |  | Approved
Q/2013/0062/F | 2013-02-14 | Armagh, Banbridge and Craigavon | Single wind turbine | Erection of 1 No Wind Turbine, 40m hub height, maximum height to tip of blade 56.5m to support farm business. | 430m North East of 33 Greenan Road Poyntzpass BT35 6QS | 308576 | 340464 | Approved | 2013/14 | 2014-03-27 |  |  | Approved
R/2013/0069/F | 2013-02-14 | Newry, Mourne and Down | Single wind turbine | Erection of 250kw wind turbine (32.3m hub height, 32m blades). | 664m South West of 153 Ballyhornan Road Downpatrick. | 354959 | 342505 | Approved | 2013/14 | 2013-09-12 |  |  | Approved
E/2013/0022/F | 2013-02-15 | Causeway Coast and Glens | Single wind turbine | Proposed Wind Turbine with a 30m Hub Height, Under PPS 18. | 320m North West of 79 Moyarget Road Ballycastle Co.Antrim BT54 6HL. | 307787 | 439277 | Withdrawn | 2013/14 | 2014-01-08 |  |  | Withdrawn
K/2013/0068/F | 2013-02-15 | Fermanagh and Omagh | Single wind turbine | Proposed 250kw Wind Turbine with 46m mast height and 31m rotor diameter to generate electricity for farm use and export to the grid | Approx 150m north east of no 37 Cavan Road Fintona | 241942 | 362975 | Approved | 2014/15 | 2014-06-09 |  |  | Approved
B/2013/0041/F | 2013-02-19 | Causeway Coast and Glens | Single wind turbine | Erection of a wind turbine with a 30m hub height and a 30m rotor diameter with a maximum output not exceeding 250KW | 675m East/South East of 34 Terrydoo Road Limavady Co. Derry. | 273957 | 421605 | Approved | 2013/14 | 2013-08-28 |  |  | Approved
K/2013/0073/F | 2013-02-19 | Fermanagh and Omagh | Single wind turbine | Proposed bonus B31/300 wind turbine 250kw max output with 40m max hub height and 31m max rotor diameter | Approx 840m north west of 23 Fecarry Road Omagh with access onto Craighill Road. | 250817 | 376872 | Approved | 2013/14 | 2013-09-23 |  |  | Approved
C/2013/0060/F | 2013-02-20 | Causeway Coast and Glens | Single wind turbine | Erection of 150KW Turbine (23M Diameter Rotor Blade, 30M Hub Height) and Control Room (2.2M Height) | Lands 90M NE of Owen Roe's GAC Agherton Lane Portstewart Coleraine | 283249 | 436167 | Refused | 2014/15 | 2014-07-11 |  |  | Refused
L/2013/0073/F | 2013-02-20 | Fermanagh and Omagh | Single wind turbine | Erection of 1 No. 250kW wind turbine (500kw de-rated) on 40m monopole with 54m rotor diameter. | At lands 465m South of 5 Beagh Lane Beagh Ballinamallard Co Fermanagh BT94 2AS | 230822 | 351083 | Approved | 2014/15 | 2014-07-01 |  |  | Approved
M/2013/0080/F | 2013-02-21 | Mid Ulster | Single wind turbine | Erection of a wind turbine (250kw max) with a tower height of 40m | Approx 280m north of 39 Tycanny Road Garvaghy Dungannon | 256053 | 357969 | Approved | 2013/14 | 2013-08-01 |  |  | Approved
K/2013/0079/F | 2013-02-22 | Fermanagh and Omagh | Single wind turbine | Proposed wind turbine with max hub height of 40m, max output 250kw, and rotor diameter of 29m | 460m SW of 24a Aghaboy Road Omagh | 255189 | 381397 | Approved | 2013/14 | 2013-06-04 |  |  | Approved
Q/2013/0072/F | 2013-02-22 | Armagh, Banbridge and Craigavon | Single wind turbine | 150 kw wind turbine, hub height 30 metres, blade diameter 23 metres, (total height 41.5m) output, part used by farm business, part sold to grid | 130 metres north of 55 Skeagh Road Dromara Dromore BT25 2QB | 323217 | 350560 | Approved | 2013/14 | 2014-02-10 |  |  | Approved
H/2013/0080/F | 2013-02-25 | Mid Ulster | Single wind turbine | Proposed 1 No. Endurance E-3120 55kW Wind Turbine - Hub height of 36.4 metres 9.6m Rotor Radius - 46.0m Overall Height, to support existing farm business | Site approx 227mm NE of 18 Fortwilliam Road Tobermore County Londonderry | 283171 | 397684 | Approved | 2013/14 | 2014-01-14 |  |  | Approved
L/2013/0081/F | 2013-02-25 | Fermanagh and Omagh | Single wind turbine | Proposed 50KW wind turbine, 36m hub height and 19.2m blade diameter. | Buninubber Killadeas BT94 1NZ. | 220613 | 354528 | Approved | 2013/14 | 2013-05-13 |  |  | Approved
O/2013/0078/F | 2013-02-25 | Armagh, Banbridge and Craigavon | Single wind turbine | Proposed installation of a wind turbine on a tubular tower with associated switch room. | 160m South of no 16 Carrowbane Road Keady Armagh | 285280 | 330668 | Approved | 2013/14 | 2013-11-12 |  |  | Approved
J/2013/0049/F | 2013-02-26 | Derry and Strabane | Single wind turbine | Proposed 225kw wind turbine, hub height 44m to service farm with surplus to grid | 570m NW of 22 Loughan Road Donemana | 246277 | 403277 | Withdrawn | 2013/14 | 2013-10-23 |  |  | Withdrawn
K/2013/0089/F | 2013-02-26 | Fermanagh and Omagh | Single wind turbine | Erection of 250kw wind turbine at hub height of 41 metres for supply of electricity to farm and grid. | 670 metres South East of junction of Dunwish Road and Millbrae Road Omagh. | 240654 | 374518 | Refused | 2013/14 | 2014-02-21 |  |  | Refused
L/2013/0086/F | 2013-02-26 | Fermanagh and Omagh | Single wind turbine | Proposed 250kW wind turbine with mast height 40m and 30m rotor diameter to produce electricity for export to the grid. | Approx 200m North of number 38 Mossfield Road Irvinestown | 224567 | 355742 | Approved | 2013/14 | 2013-10-25 |  |  | Approved
L/2013/0088/F | 2013-02-26 | Fermanagh and Omagh | Single wind turbine | Proposed 250KW Wind Turbine with Mast Height 40m and 30m Rotar Diameter to Produce Electricity for Export to the Grid | Approx 340m South West of the junction of Slievebane Road and Rahall Road accessing onto Slievebane Road Manoo Kesh Co Fermanagh | 221537 | 361405 | Approved | 2013/14 | 2013-10-15 |  |  | Approved
L/2013/0089/F | 2013-02-26 | Fermanagh and Omagh | Single wind turbine | Proposed 250kW wind turbine with mast height 46m and 31m rotor diameter to produce electricity for export to the grid. | Croagh beg Belleek Co Fermanagh BT93 2DF | 200393 | 363217 | Approved | 2013/14 | 2013-05-10 |  |  | Approved
L/2013/0091/F | 2013-02-26 | Fermanagh and Omagh | Single wind turbine | Proposed 250kw wind turbine with 46m mast height and 31m rotor diameter to generate electricity for farm use and export to the grid. | Croaghinamerish Belleek Co Fermanagh BT93 2DF | 200640 | 362803 | Approved | 2013/14 | 2014-02-12 |  |  | Approved
M/2013/0087/F | 2013-02-26 | Mid Ulster | Single wind turbine | Erection of single wind turbine - 32.3m hub height with 16m blades | 395m North West of 19 Legilly Road Dungannon | 276051 | 359455 | Approved | 2013/14 | 2013-08-27 |  |  | Approved
C/2013/0066/F | 2013-02-27 | Causeway Coast and Glens | Single wind turbine | Proposed erection of a wind turbine with a 30m hub height and a 30m rotor diameter with a maximum output not exceeding 250kw | 420m NE of 23 Glenleary Road Coleraine Co Derry BT51 3QY | 285809 | 427418 | Approved | 2013/14 | 2013-07-05 |  |  | Approved
J/2013/0051/F | 2013-02-27 | Derry and Strabane | Single wind turbine | Proposed erection of a wind turbine with a 30m hub height and a 30m rotor diameter with a maximum output not exceeding 250kw | 429m NW of 21 Stone Road Victoria Bridge | 233730 | 389449 | Withdrawn | 2013/14 | 2013-10-11 |  |  | Withdrawn
O/2013/0087/F | 2013-02-27 | Armagh, Banbridge and Craigavon | Single wind turbine | Proposed 225kw wind turbine measuring 40m from ground to hub and with a blade diameter of 27m (amended address). | 220m South East of No.25 Foyarr Road Killylea Armagh | 277906 | 345804 | Approved | 2014/15 | 2015-02-05 |  |  | Approved
J/2013/0053/F | 2013-02-28 | Derry and Strabane | Single wind turbine | Erection of a 150kw wind turbine with 28m blade diameter and 40m hub height | 385m East of 22a Dergalt Road Evish Strabane | 238717 | 396013 | Withdrawn | 2013/14 | 2013-10-07 |  |  | Withdrawn
A/2013/0103/F | 2013-03-01 | Derry and Strabane | Single wind turbine | Proposed erection of a 250KW wind turbine, with a 31.5m hub height and a 27m blade sweep diameter. | Site 360m North of 601 Barnailt Road Claudy. | 254546 | 408950 | Withdrawn | 2013/14 | 2013-10-24 |  |  | Withdrawn
I/2013/0057/F | 2013-03-01 | Mid Ulster | Single wind turbine | 250kw wind turbine with a hub height of 40m, blade diameter 30m | 668m west of 279 Sixtowns Road Glenviggan Draperstown | 266770 | 387769 | Refused | 2013/14 | 2013-09-11 |  |  | Refused
I/2013/0058/F | 2013-03-01 | Mid Ulster | Single wind turbine | 250kw wind turbine with a hub height of 40m, blade diameter 30m | 672m NW of 279 Sixtowns Road Glenviggan Draperstown | 266698 | 387891 | Refused | 2013/14 | 2013-09-11 |  |  | Refused
Q/2013/0079/F | 2013-03-01 | Armagh, Banbridge and Craigavon | Single wind turbine | Proposed 1 No. 150kw wind turbine with a rotor diameter of 24.5m and hub height of 30m, to supply farm business with excess sold to grid to replace previously approved wind turbine under reference Q/2011/0254/F | 150m North East of 184 Ballygowan Road Banbridge BT32 3QS | 309626 | 343481 | Refused | 2013/14 | 2013-10-24 |  |  | Refused
G/2013/0070/F | 2013-03-04 | Mid and East Antrim | Single wind turbine | Proposed single 225Kw wind turbine-31m tower height | 450m North of No.206 Rathkeel Road Broughshane Ballymena. BT42 4HT | 321720 | 400215 | Approved | 2014/15 | 2014-07-11 |  |  | Approved
H/2013/0088/F | 2013-03-04 | Mid Ulster | Single wind turbine | Proposed 1no 250kW wind turbine (46m tower and 30m blade span) to supply farm and surplus to grid | Approx 710 metres North of No 31 Gortinure Road Maghera | 284350 | 405388 | Approved | 2013/14 | 2013-08-13 |  |  | Approved
I/2013/0060/F | 2013-03-04 | Mid Ulster | Single wind turbine | Proposed installation of a wind turbine on a tubular tower - height up to 51.5m with blade tip height up to 66.5m with associated switch room | 285m south west of no. 28 Keerin Road Beaghmore Cookstown | 265628 | 382402 | Approved | 2013/14 | 2013-12-18 |  |  | Approved
I/2013/0062/F | 2013-03-04 | Mid Ulster | Single wind turbine | Proposed 225kw wind turbine with mast height 30m and 27m rotor diameter in substitution of previous planning approval I/2011/0086/F | Approx 140m East of 29 Lurgy Road Dungannon | 282380 | 371132 | Withdrawn | 2013/14 | 2014-02-25 |  |  | Withdrawn
K/2013/0102/F | 2013-03-04 | Fermanagh and Omagh | Wind farm | The proposed development comprises the construction of 7 no. wind turbines with a maximum base to blade tip height of 110 metres. Ancillary developments will include turbine transformers, turbine bases, foundations and hardstands, widening and strengthening of existing tracks, construction of new access tracks; junctions and turning areas; temporary material deposition areas, communications antennae; an electrical control building; a temporary contractors compound; underground electrical control building and communications lines connecting wind turbines to the electrical control building; 80 metres high permanent meteorological mast; on-site drainage works; all ancillary and associated general and excavation works. Road widening and improvement works on sections of the transport route including Glengawna Road within Glengawna and Rosnamuck Townlands. | Slieveard Mountain Glencordial and Rylagh townlands Omagh Co Tyrone | 248254 | 378259 | Refused | 2015/16 | 2015-07-17 |  |  | Refused
L/2013/0107/F | 2013-03-04 | Fermanagh and Omagh | Single wind turbine | Erection of a 250kw single wind turbine with a hub height of 40 metres. | Lands 320m West of 36 Drumkeen Road Bellanaleck Enniskillen.BT92 2GE | 222382 | 340616 | Approved | 2013/14 | 2013-08-28 |  |  | Approved
L/2013/0109/F | 2013-03-04 | Fermanagh and Omagh | Single wind turbine | Erection of 1 No. 250kW wind turbine on 40m tower (to hub height) with 29m rotor diameter. | At lands 708m South East of 40 Aghyoule Road Derrylin Co Fermanagh BT92 9AP | 226843 | 324267 | Approved | 2013/14 | 2013-08-20 |  |  | Approved
L/2013/0110/F | 2013-03-04 | Fermanagh and Omagh | Single wind turbine | Erection of 1no. 250kw wind turbine on 40m monopole with 29m rotar diameter. | At Lands 817m South East of 40 Aghyoule Road Derrylin BT92 9AP. | 226967 | 324333 | Approved | 2013/14 | 2013-08-19 |  |  | Approved
T/2013/0066/F | 2013-03-04 | Antrim and Newtownabbey | Single wind turbine | Proposed single 225kw wind turbine-31m tower height. | 505m north of No.84 Church Road Randalstown. BT41 3JW | 305955 | 390756 | Approved | 2013/14 | 2014-03-04 |  |  | Approved
X/2013/0094/F | 2013-03-04 | Ards and North Down | Single wind turbine | Erection of 225kw wind turbine (30m hub height, 14.55m blades) (Amended proposal description, drawings and additional information received) | 270m NW of 219 Bangor Road Newtownards | 349529 | 376175 | Refused | 2015/16 | 2015-12-18 |  |  | Refused
X/2013/0095/F | 2013-03-04 | Ards and North Down | Single wind turbine | Erection of 250kw wind turbine (32.3 hub height, 32m blades) | 285m south west of No. 59 Ballyrogan Road Newtownards | 345962 | 374155 | Approved | 2013/14 | 2014-02-06 |  |  | Approved
M/2013/0099/F | 2013-03-05 | Mid Ulster | Single wind turbine | Erection of a 225kw wind turbine on 40m monopole (to hub height) with 29m rotor diameter | At lands 868m North East of 74 Ballyness Road Cole Fivemiletown Co. Tyrone | 244868 | 353106 | Approved | 2013/14 | 2013-08-01 |  |  | Approved
M/2013/0100/F | 2013-03-05 | Mid Ulster | Single wind turbine | Erection of a 225kw wind turbine on 40m monopole (to hub height) with 29m rotor diameter | Lands 736m NE of 74 Ballyness Road Cole Fivemiletown | 244704 | 353066 | Approved | 2013/14 | 2013-08-01 |  |  | Approved
D/2013/0037/F | 2013-03-06 | Causeway Coast and Glens | Single wind turbine | Erection of Single Wind Turbine - 30.4m hub height with 29.1m diameter blades( 225kw Output ). | 205m North of 16 Drumack Lane Rasharkin Ballymena Co. Antrim. | 298648 | 412307 | Approved | 2013/14 | 2013-12-23 |  |  | Approved
G/2013/0073/F | 2013-03-06 | Mid and East Antrim | Single wind turbine | Proposed 1no 150kw wind turbine with a hub height of 30m | 245m South East of 69 Tullygrawley Road Cullybackey | 306835 | 408586 | Approved | 2014/15 | 2014-09-30 |  |  | Approved
K/2013/0105/F | 2013-03-06 | Fermanagh and Omagh | Single wind turbine | Erection of a single wind turbine, 30.4 hub height with 29.1m diameter blades (225kw output) (Amended turbine type, plans and Noise assessment) | Lands 475m SE of 12 Kilcam Road Beragh | 256328 | 365598 | Approved | 2014/15 | 2014-09-09 |  |  | Approved
K/2013/0110/F | 2013-03-08 | Fermanagh and Omagh | Single wind turbine | Proposed 250kw wind turbine with mast height 40m and 31m rotor diameter to generate electricity for export to grid | Approx 175m south west of 149 Loughmuck Road Fintona | 242611 | 365268 | Approved | 2014/15 | 2014-07-09 |  |  | Approved
K/2013/0113/F | 2013-03-08 | Fermanagh and Omagh | Single wind turbine | Proposed 250kw wind turbine with mast height 46m and 31m rotor diameter to generate electricity for export to grid | Approx 250m south east of 164 Ballynahatty Road Omagh accessing onto Tullycunny Road Omagh | 243357 | 366509 | Withdrawn | 2013/14 | 2013-12-16 |  |  | Withdrawn
K/2013/0112/F | 2013-03-11 | Fermanagh and Omagh | Single wind turbine | Erection of single wind turbine - 30.4m hub height with 14.55m blades (225kw output) | Lands 200m North East of 141 Rockstown Road Carrickmore | 265082 | 372278 | Approved | 2014/15 | 2014-06-05 |  |  | Approved
S/2013/0153/F | 2013-03-11 | Lisburn and Castlereagh | Single wind turbine | It is proposed to develop a single electricity generating wind turbine with a hub height of up to 50 metres and a rotor diameter of up to 33 metres giving an overall height of up ro 66.5 metres. A hardstanding and two electrical kiosks at the townland of Ravernet. | Ashleigh House 146 Ravernet Road Ravernet BT27 5NF. | 326445 | 360148 | Withdrawn | 2014/15 | 2015-03-09 |  |  | Withdrawn
K/2013/0117/F | 2013-03-12 | Fermanagh and Omagh | Single wind turbine | Proposed erection of a wind turbine with a 30m hub height and a 30m rotor diameter with a max output not exceeding 250kw | 447m south/south east of 108 Effernan Road Trillick Omagh BT78 3SE | 233561 | 352338 | Withdrawn | 2013/14 | 2013-10-29 |  |  | Withdrawn
L/2013/0128/F | 2013-03-12 | Fermanagh and Omagh | Single wind turbine | Proposed erection and operation of a 250kW single wind turbine with a hub height of 40 metres. | Lands 170m West of 149 Derrylin Road Rosscairn Enniskillen BT92 2FS | 222886 | 340126 | Approved | 2014/15 | 2014-06-13 |  |  | Approved
E/2013/0036/F | 2013-03-14 | Causeway Coast and Glens | Single wind turbine | Erection of 250kw Wind Turbine (32.3m Hub Height, 32m Blades ). | 527m SE of 53 Torr Road Ballyvoy Ballycastle Co. Antrim BT54 6RQ. | 319640 | 439872 | Refused | 2014/15 | 2014-09-01 |  |  | Refused
K/2013/0119/F | 2013-03-14 | Fermanagh and Omagh | Single wind turbine | Erection of 1no. 225kw turbine on a 32m monopole with rotor diameter of 33m | Approx 260m south east of 114 Radergan Road Beragh Omagh | 256341 | 363994 | Refused | 2013/14 | 2013-11-12 |  |  | Refused
P/2013/0215/F | 2013-03-14 | Newry, Mourne and Down | Single wind turbine | 1Nr. 20kW C&F Wind Turbine (20.584m Hub - 5.55m Rotor Radius - 26.131m Height) to support existing farm business | Site approximately 125m North of Brackney Hall 4 Mission Road Ballymartin Newry Co.Down BT34 4PR | 332878 | 318741 | Approved | 2014/15 | 2014-11-28 |  |  | Approved
C/2013/0086/F | 2013-03-15 | Causeway Coast and Glens | Single wind turbine | A single wind turbine with a tower height of 30m and a max. output of 250kw. | 370m North West of 60 Greenhall Highway Coleraine BT51 3EW. | 283233 | 432171 | Approved | 2013/14 | 2013-05-21 |  |  | Approved
E/2013/0041/F | 2013-03-15 | Causeway Coast and Glens | Single wind turbine | Site of Vestas 225kw Wind Turbine, 31m Hub Height. | 265m North West of 92 Carrowreagh Road Armoy Ballymoney Co. Antrim BT53 8RS. | 304189 | 434824 | Approved | 2014/15 | 2014-04-04 |  |  | Approved
K/2013/0120/F | 2013-03-15 | Fermanagh and Omagh | Single wind turbine | Proposed 250kw wind turbine with mast height 36m and 31m Rotar diameter to generate electricity for export to grid | Approx 300m north east of 154 Loughmuck Road Fintona Omagh | 242970 | 365972 | Approved | 2014/15 | 2014-07-23 |  |  | Approved
K/2013/0123/F | 2013-03-15 | Fermanagh and Omagh | Single wind turbine | Proposed 250kw wind turbine with mast height 46m and 31m rotar diameter to generate electricity for export to grid | Approx 255m south west from the junction of Tullycunny Road and Mulmona Road Omagh accessing onbto Loughmuck Road Omagh | 243163 | 365980 | Withdrawn | 2013/14 | 2013-12-16 |  |  | Withdrawn
X/2013/0120/F | 2013-03-15 | Ards and North Down | Single wind turbine | Erection of 250kw wind turbine with 24m hub height and 32m blade diameter (power to farm, surplus to grid) Amended Description). | Approx 195m NW of 94 Portaferry Road Newtownards BT23 8SN. | 351277 | 372402 | Withdrawn | 2013/14 | 2013-10-07 |  |  | Withdrawn
L/2013/0140/F | 2013-03-19 | Fermanagh and Omagh | Single wind turbine | Amendment to original planning approval L/2012/0219. Erection of 1 no. 150kw wind turbine on 30m tower (to hub height) with 21m blade diameter. | Lands 348m North of 175 Lough Shore Road Coagh Enniskillen BT93 7DZ. | 220544 | 348571 | Approved | 2014/15 | 2015-02-26 |  |  | Approved
L/2013/0141/F | 2013-03-19 | Fermanagh and Omagh | Single wind turbine | Erection of a 20kw wind turbine on a 20m tower with a 12.8 blade diameter. | At lands 207.1m North West of 61 Corragh Road Gorteen Rosslea. BT92 7EA | 247150 | 334390 | Approved | 2013/14 | 2013-05-22 |  |  | Approved
O/2013/0126/F | 2013-03-19 | Armagh, Banbridge and Craigavon | Single wind turbine | Erection of 1No 225kW Wind Turbine on a 40m monopole (to hub height) with a 29m rotar diameter. | Lands 290m North West of 61 Dundrum Road Tassagh Keady Co. Armagh BT60 2LY | 286443 | 337036 | Approved | 2013/14 | 2014-01-29 |  |  | Approved
P/2013/0234/F | 2013-03-19 | Newry, Mourne and Down | Single wind turbine | Erection of 225 KW wind turbine with 30.4metre hub height and 29.1 metre blade diameter (amended noise assessment received 24th October 2014) | Approx. 360 metres north of 6 Island Road Newtownhamilton | 290873 | 327191 | Refused | 2016/17 | 2017-01-23 |  |  | Refused
J/2013/0069/F | 2013-03-20 | Derry and Strabane | Single wind turbine | Change of wind turbine type from previously approved Endurance E3120 55kw - 36.4m hub under planning approval J/2011/0160/F to proposed Nordtank WTN 150kw wind turbine on 30m tube tower | Site approx 365m ENE of 16 Ardbarren Road Castlederg | 226440 | 379350 | Approved | 2013/14 | 2013-06-28 |  |  | Approved
K/2013/0126/F | 2013-03-20 | Fermanagh and Omagh | Single wind turbine | Erection of 250kw wind turbine with 32.3m hub height and 32m blade diameter (power to farm, surplus to grid) | Approx 360m east of 196 Whitebridge Road Ballygawley | 262117 | 366199 | Approved | 2013/14 | 2013-10-10 |  |  | Approved
S/2013/0169/F | 2013-03-20 | Lisburn and Castlereagh | Single wind turbine | Proposed installation of a wind turbine on a tubular tower-with blade tip height up to 40m | 100 mts North East of No 24 Mullaghdrin Road East Dromara Dromore. | 330735 | 352044 | Withdrawn | 2016/17 | 2016-06-29 |  |  | Withdrawn
F/2013/0067/F | 2013-03-21 | Mid and East Antrim | Single wind turbine | A single wind turbine with tower height of 40m and max output of 250Kw | Approx 243m NE of 14 Owenstown Road Larne | 338729 | 401338 | Withdrawn | 2013/14 | 2013-05-16 |  |  | Withdrawn
H/2013/0114/F | 2013-03-21 | Mid Ulster | Single wind turbine | Erection of 250kw wind turbine at hub height of 31m (Submission of Noise Impact Assessment) | 150m North West of 14 Curragh Road Maghera | 288054 | 400514 | Refused | 2017/18 | 2017-04-06 |  |  | Refused
K/2013/0129/F | 2013-03-21 | Fermanagh and Omagh | Single wind turbine | Change of location and type of turbine from that previously approved under application ref: K/2009/0230/F (Endurance 50kw on 36m pole proposed) (AMENDED LOCATION, PLANS, ADDITIONAL INFO) | Lands 126m north east of 24 Skeboy Road Loughmacrory | 258019 | 375298 | Approved | 2014/15 | 2015-03-10 |  |  | Approved
M/2013/0131/F | 2013-03-21 | Mid Ulster | Single wind turbine | Erection of a 250kw wind turbine with 30m hub height and 15m blade radius (surplus to grid) - amended proposal. | 170m SSW of 28 Bolies Road Fivemiletown | 248340 | 353220 | Approved | 2014/15 | 2014-05-13 |  |  | Approved
B/2013/0072/F | 2013-03-22 | Causeway Coast and Glens | Single wind turbine | Erection of single wind turbine - 32.3m hub height with 16m blades, 250kw output | 370m south of 120Killunaght Road Dungiven | 264465 | 409864 | Approved | 2013/14 | 2013-08-28 |  |  | Approved
H/2013/0116/F | 2013-03-22 | Mid Ulster | Single wind turbine | Proposed 1 no. Endurance E - 3120 55kw Wind Turbine. Hub Height of 36.4 metres 9.6m Rotor Radius - 46.0m Overall Height. (Amended plans received and amendment to site address). | Approx. 99m South of 46 Megary Road Magherafelt County Londonderry | 287092 | 389741 | Approved | 2013/14 | 2014-03-19 |  |  | Approved
H/2013/0117/F | 2013-03-22 | Mid Ulster | Single wind turbine | Proposed 150kw wind turbine (40m hub height) to replace existing wind turbine | Approximately 200m SW of 7 River Road Draperstown | 276438 | 393782 | Approved | 2013/14 | 2013-08-09 |  |  | Approved
Q/2013/0104/F | 2013-03-22 | Armagh, Banbridge and Craigavon | Single wind turbine | Erection of a 50m hub wind turbine with a 30m rotor diameter; overall height 65m. | Approx 190m E of 18 Church Road Dromara Dromore BT25 2NS. | 326223 | 349125 | Approved | 2014/15 | 2014-05-14 |  |  | Approved
S/2013/0173/F | 2013-03-22 | Lisburn and Castlereagh | Single wind turbine | Erection of 250kw wind turbine with 32.3m hub height and 32m blade diameter (power to farm, surplus to grid). (amended turbine design). | Approx 360m NNW of 8 Hannahstown Road Stoneyford BT28 3TB. | 324406 | 372554 | Withdrawn | 2013/14 | 2014-02-18 |  |  | Withdrawn
G/2013/0109/F | 2013-03-26 | Mid and East Antrim | Single wind turbine | Erection of a wind turbine (250kw Max.) with a tower height of 40m | Approx. 105m. south west of 93 Caddy Road Randalstown. | 308497 | 395429 | Approved | 2015/16 | 2015-06-19 |  |  | Approved
Q/2013/0117/F | 2013-03-26 | Armagh, Banbridge and Craigavon | Single wind turbine | Erection of a wind turbine with hub height of 37m, blade radius of 11.8m (total height 48.8m) | Approx. 320m North West of 34 Drumdreenagh Road Rathfriland | 321945 | 334829 | Approved | 2014/15 | 2014-08-13 |  |  | Approved
K/2013/0143/F | 2013-03-27 | Fermanagh and Omagh | Single wind turbine | Proposed 250 KW wind turbine with mast height 40M and 31M rotor diameter to generate electricity for export to grid | Approx 175M South West of 26 Baronagh Road Fintona | 241713 | 365968 | Approved | 2014/15 | 2014-09-24 |  |  | Approved
D/2013/0046/F | 2013-03-28 | Causeway Coast and Glens | Single wind turbine | Proposed 1 no. Endurance E-3120 55kw Wind Turbine, Hub Height of 24.6 metres, 9.6m Rotor Radius - 34.2m Overall Height, to support Existing Farm Business. | Approx. 575m SE of 18 Corkey Road Loughguile Ballymena Co. Antrim BT44 9JJ. | 308740 | 424572 | Withdrawn | 2013/14 | 2014-02-05 |  |  | Withdrawn
H/2013/0122/F | 2013-03-28 | Mid Ulster | Single wind turbine | Erection of 1 No. 250kw Wind Turbine with a Hub Height of 35m to replace previous application H/2011/0016/F | 320m East of 14 Dunarnon Road Magherafelt | 287647 | 390316 | Approved | 2014/15 | 2015-03-24 |  |  | Approved
I/2013/0094/F | 2013-03-28 | Mid Ulster | Single wind turbine | Erection of 250kw wind turbine (32.3m hub height, 16m blades) | 415m SW of 92 Lurganeden Road Pomeroy Dungannon | 269340 | 370910 | Approved | 2013/14 | 2013-12-12 |  |  | Approved
J/2013/0079/F | 2013-03-28 | Derry and Strabane | Single wind turbine | Erection of single wind turbine - 30m hub height with 14.55m blades (225kw output) | Lands 365m north east of 14 Crilly's Hill Road Castlederg | 220853 | 379223 | Refused | 2016/17 | 2016-05-27 |  |  | Refused
K/2013/0146/F | 2013-03-28 | Fermanagh and Omagh | Single wind turbine | Proposed amended siting and change of turbine from a 250kw to a 150kw wind turbine with mast height of 30m and 24 m rotor diameter to generate electricity for export to grid, in revocation of previous approval K/2011/0175/F | Approx 100m NE of 21 Mullawinny Road Omagh | 240167 | 364851 | Withdrawn | 2013/14 | 2013-12-09 |  |  | Withdrawn
R/2013/0145/F | 2013-03-28 | Newry, Mourne and Down | Single wind turbine | Proposed 250kw Wind Turbine. | 224m South West of 54 Scaddy Road Downpatrick BT30 9BP. | 348866 | 350325 | Refused | 2014/15 | 2014-09-04 |  |  | Refused
G/2013/0121/F | 2013-04-03 | Mid and East Antrim | Single wind turbine | Proposed new site for turbine at Jockeys Quarter with maximum tower height of 56m, blade dia of 58m (blade tip height of 85m) along with associated transformers, electrical cabling and ancillary switch gear | Approx 458m North West of 28 Glenhead Road Glenwherry | 325022 | 400047 | Approved | 2013/14 | 2014-03-18 |  |  | Approved
K/2013/0150/F | 2013-04-03 | Fermanagh and Omagh | Single wind turbine | Proposed 250kw wind turbine with 50m hub height and 15m radius blade, for own use and connection to the Grid | Land approx 200m NW of 14 Tremoge Road Dungannon | 266009 | 372499 | Refused | 2015/16 | 2015-10-27 |  |  | Refused
K/2013/0153/F | 2013-04-03 | Fermanagh and Omagh | Single wind turbine | Erection of 1 no 150kw wind turbine with 27m blade diameter and 40m hub height | 500m north of 23 Mountstewart Road Fintona Co Tyrone BT78 2HB | 246309 | 357182 | Withdrawn | 2013/14 | 2013-10-07 |  |  | Withdrawn
P/2013/0277/F | 2013-04-03 | Newry, Mourne and Down | Single wind turbine | Amendment to previous application P/2010/1391/F, increase in turbine hub height from 32 metres to 40 metres | 400 metres north west of 3 Aghincurk Road Newtownhamilton BT35 0BB | 293525 | 329944 | Approved | 2015/16 | 2015-09-24 |  |  | Approved
P/2013/0279/F | 2013-04-03 | Newry, Mourne and Down | Single wind turbine | Erection of wind turbine with a maximum output not exceeding 250 kW (Amendment of previous application P/2011/0239/F to allow increase in turbine hub height from 32 metres to 40 metres, no change in rotor diameter (30 metres) and increase in maximum height to tip from 47 metres to 55 metres) | 230m North of 31 Cavanakill Road Newtownhamilton Co Armagh BT35 7PR | 294931 | 326565 | Withdrawn | 2018/19 | 2018-06-05 |  |  | Withdrawn
X/2013/0147/F | 2013-04-03 | Ards and North Down | Single wind turbine | A single wind turbine with a base height of 40m and a rotor diameter of 33m | 310m South of 22 Victoria Road Red Bay Farm Glastry Newtownards | 363379 | 362270 | Approved | 2013/14 | 2013-06-17 |  |  | Approved
J/2013/0086/F | 2013-04-04 | Derry and Strabane | Single wind turbine | Proposed 225kw wind turbine (hub height 30m) to serve dwelling and farm with spillage to grid | 250m West of 35 Garvetagh Road Castlederg | 226423 | 381157 | Refused | 2016/17 | 2016-04-18 |  |  | Refused
R/2013/0161/F | 2013-04-04 | Newry, Mourne and Down | Single wind turbine | Erection of a 30m hub wind turbine with 30m rotor | 250m south of 70 Drumnaquoile Road Ballynahinch | 334492 | 343705 | Refused | 2013/14 | 2013-11-29 |  |  | Refused
D/2013/0052/F | 2013-04-05 | Causeway Coast and Glens | Single wind turbine | Proposed Wind Turbine 25m Hub Height not Exceeding 250kw for Farm and Business Use with Excess Electric going to the Grid. | 572m South East of 148 Gracehill Road Stranocum Ballymoney Co. Antrim BT53 8LY. | 300944 | 426730 | Approved | 2013/14 | 2014-02-20 |  |  | Approved
I/2013/0104/F | 2013-04-05 | Mid Ulster | Single wind turbine | Proposed 250kw wind turbine max hub height 40m to provide power for export to the grid | 200m north west of 81 Gortscraheen Road Pomeroy BT70 2SB | 267731 | 375321 | Approved | 2013/14 | 2013-12-12 |  |  | Approved
K/2013/0160/F | 2013-04-08 | Fermanagh and Omagh | Single wind turbine | Proposed installation of a wind turbine (not to exceed 250kw) on a tubular tower of up to 32m height with blades up to 47m (to tip height) (amended address) | Lands 158m east of 17 Loughmallon Road Greggan Pomeroy | 263147 | 377481 | Approved | 2013/14 | 2013-12-06 |  |  | Approved
K/2013/0162/F | 2013-04-08 | Fermanagh and Omagh | Single wind turbine | Wind turbine (29m Diameter x 40m High x 225kw) to generate electricity for farm business, any local requirements and excess to NIE Grid | 200m North West of 52 Drumlester Road Sixmilecross | 257847 | 369751 | Approved | 2013/14 | 2013-07-08 |  |  | Approved
L/2013/0169/F | 2013-04-08 | Fermanagh and Omagh | Single wind turbine | A wind turbine up to a maximum tip height of 54.5m (comprising a configuration of up to 40m tower and up to 14.5m blades) for the purpose of producing electricity from a renewable resourse. The development will also comprise associated transformer, existing access track upgrades, electrical cabling, one site entrance off Glenarn Road (existing), and all other ancillary works. | Lands in Glenarn approximately 373 metres South - South East of 32 Glenarn Road Lack Co. Fermanagh BT93 0AT. | 230000 | 367371 | Approved | 2013/14 | 2013-07-10 |  |  | Approved
M/2013/0160/F | 2013-04-08 | Mid Ulster | Single wind turbine | Proposed installation of a wind turbine (not to exceed 250kw) on a tubular tower of up to 41.5m height with blades up to 56m (to tip height) | Lands 500m North of 39 Rarogan Road Ballygawley | 256649 | 358832 | Approved | 2013/14 | 2013-09-16 |  |  | Approved
M/2013/0161/F | 2013-04-08 | Mid Ulster | Single wind turbine | Erection of a 250kw single wind turbine with a hub height of 40m | Lands 730m NW of 53 Ballagh Road Clogher | 248686 | 349677 | Approved | 2013/14 | 2013-08-08 |  |  | Approved
O/2013/0149/F | 2013-04-08 | Armagh, Banbridge and Craigavon | Wind farm | Proposed new site for 2no wind turbines up to 65kw, up to 18.6m to the tower height and 26.6m to the blade tip height, along with new control room. | Approx. 242m South from 5 Tullynawood Road Armagh | 285073 | 332471 | Withdrawn | 2013/14 | 2013-08-29 |  |  | Withdrawn
S/2013/0200/F | 2013-04-08 | Lisburn and Castlereagh | Single wind turbine | A Single 250kw wind turbine of maximum 40m hub height, 30m rotor diameter, and total tip height of 55m, associated foundation, transformer, and underground cabling. | Land at Natural World Products Ltd Glenside Quarry Glenside Road Dunmurray Belfast | 326349 | 371696 | Approved | 2015/16 | 2015-06-16 |  |  | Approved
N/2013/0145/F | 2013-04-09 | Armagh, Banbridge and Craigavon | Single wind turbine | Proposed 250kw wind turbine 46m high to provide power supply to farm projects | 350m South West of Waringstown House Banbridge Road Waringstown Craigavon BT66 7QA | 309752 | 354685 | Approved | 2013/14 | 2013-10-25 |  |  | Approved
G/2013/0130/F | 2013-04-11 | Mid and East Antrim | Single wind turbine | Erection of a wind turbine (250kw max) with a tower height of 40m | Approx 830m East of 48 Tullykittagh Road Cloughmills | 311353 | 418489 | Approved | 2014/15 | 2014-04-25 |  |  | Approved
H/2013/0137/F | 2013-04-11 | Mid Ulster | Single wind turbine | Wind turbine (hub height of 41 metres and blade radius of 15 metres) | Approximately 960 metres North West of Junction of Drumard road and Cullion Road Draperstown | 278733 | 390281 | Approved | 2014/15 | 2015-01-16 |  |  | Approved
H/2013/0138/F | 2013-04-11 | Mid Ulster | Single wind turbine | Wind turbine (hub height of 31 metres and blade radius of 15 metres) | Approximately 640 metres North West of junction of Drumard Road and Cullion Road Draperstown. (Accessing onto Drumard Road) | 278974 | 390012 | Approved | 2014/15 | 2015-01-16 |  |  | Approved
H/2013/0139/F | 2013-04-11 | Mid Ulster | Single wind turbine | Wind turbine (hub height of 41 metres and blade radius of 15 metres) (amended description and co-ordinates) | Approximately 850 metres North West of Junction of Drumard Road and Cullion Road Draperstown. (Accessing onto Drumard Road) | 278912 | 390247 | Approved | 2014/15 | 2015-01-20 |  |  | Approved
K/2013/0169/F | 2013-04-11 | Fermanagh and Omagh | Single wind turbine | Erection of 1no. 250kw wind turbine on a 31.5m monopole with a rotor diameter of 33m | 570m north east of Tyrone GAA centre of Excellence Radergan Road Garvaghey Omagh | 257077 | 360966 | Approved | 2014/15 | 2014-07-08 |  |  | Approved
K/2013/0170/F | 2013-04-11 | Fermanagh and Omagh | Single wind turbine | Erection of a 250kw wind turbine on a 31.5m monopole with a rotor diameter of 33m | 680m North of 75 Mullanmore Road Loughmacrory Omagh | 259886 | 375544 | Approved | 2014/15 | 2014-10-06 |  |  | Approved
L/2013/0178/F | 2013-04-11 | Fermanagh and Omagh | Single wind turbine | Erection of 1 no. 150kw wind turbine with 29m blade diameter and 40m hub height for farm use and surplus electricity exported to grid | Drumbadreevagh Belleek Fermanagh BT93 3FT | 195555 | 357574 | Approved | 2014/15 | 2014-05-15 |  |  | Approved
L/2013/0179/F | 2013-04-11 | Fermanagh and Omagh | Single wind turbine | Permission to re-locate of 1 no. 250kw wind turbine with 30m blade diameter and 41.5m hub height, 59m to southeast of previously granted location in lieu of L/2011/0840/F. | Killybeg Garrison BT93 4AS. | 198282 | 354847 | Approved | 2013/14 | 2013-06-06 |  |  | Approved
L/2013/0180/F | 2013-04-11 | Fermanagh and Omagh | Single wind turbine | Erection of 1 no. 150kw wind turbine with 29m blade diameter and 40m hub height for farm use and surplus electricity exported to the grid. | Drumbadreevagh Belleek. Co. Fermanagh BT93 3FT | 195755 | 357705 | Withdrawn | 2013/14 | 2014-02-05 |  |  | Withdrawn
O/2013/0154/F | 2013-04-11 | Armagh, Banbridge and Craigavon | Single wind turbine | Erection of single 250kw wind turbine of maximum 40m hub height, 30m rotor diameter, and total tip height of 55m, associated foundation, transformer, and undergroung cabling (Additional Information) | Land at Natural World Products Ltd 55 Caraclogher Road Keady Co Armagh BT60 3RA | 284631 | 330657 | Approved | 2014/15 | 2015-02-06 |  |  | Approved
O/2013/0156/F | 2013-04-12 | Armagh, Banbridge and Craigavon | Single wind turbine | Erection of single 250KW wind turbine with hub height of 30m and rotor diameter of 27m. (Additional info) | 303m North West of 21 Rathconvil Road Poyntzpass BT35 6RP | 301566 | 338078 | Approved | 2013/14 | 2014-03-18 |  |  | Approved
I/2013/0114/F | 2013-04-15 | Mid Ulster | Single wind turbine | Proposed wind turbine (hub height 30m - 250 kw) to supply power to sand and gravel pit with surplus to NIE grid | Approx 100m NE of 204 Camlough Road Pomeroy Co Tyrone | 266448 | 377253 | Approved | 2014/15 | 2015-03-20 |  |  | Approved
J/2013/0100/F | 2013-04-15 | Derry and Strabane | Single wind turbine | Proposed 250kw wind turbine, hub height 30m, to serve farm and surplus to the grid | 235m SE of 35 Barron Road Artigarvan | 242641 | 400263 | Approved | 2014/15 | 2014-04-03 |  |  | Approved
J/2013/0101/F | 2013-04-15 | Derry and Strabane | Single wind turbine | Proposed 250kw wind turbine - hub height 30m - to serve farm - surplus to grid | 190m SW of 15 Barron Road Artigarvin | 242446 | 401372 | Approved | 2013/14 | 2014-01-29 |  |  | Approved
K/2013/0176/F | 2013-04-15 | Fermanagh and Omagh | Single wind turbine | Proposed installation of a wind turbine (not to exceed 250kw) on a tubular tower of up to 40m hub height with blades up to 56.5m (amended proposal, plans and Noise Assessment) | Lands 376m north east of 60 Tursallagh Road Gleneey Sixmilecross BT79 9EA | 262011 | 368380 | Approved | 2015/16 | 2015-12-16 |  |  | Approved
K/2013/0177/F | 2013-04-15 | Fermanagh and Omagh | Single wind turbine | Proposed Installation of a wind turbine (not to exceed 250kw ) on tubular tower of up to 40m height (to hub height) with blades up to 54.5m | At lands 320m east of 60 Tursallagh Road Gleneey Sixmilecross Co Tyrone | 262035 | 368235 | Refused | 2014/15 | 2014-09-11 |  |  | Refused
K/2013/0180/F | 2013-04-15 | Fermanagh and Omagh | Single wind turbine | Proposed wind turbine (hub height 18 metres - 60kw wind turbine with surplus to the grid (Amended proposal, reduced turbine, amended address, amended plans) | Approx 365m East of 149 Camlough Road Carrickmore | 264434 | 375516 | Withdrawn | 2014/15 | 2014-11-11 |  |  | Withdrawn
K/2013/0181/F | 2013-04-15 | Fermanagh and Omagh | Wind farm | Erection of 14 wind turbines (maximum tip height 125 metres), associated transformers and foundations; hard standings; internal access tracks; substation and control building and temporary construction compound; and other ancillary development | lands to the north of Lisnaharney Road and south of Liscabble Road within the townlands of Ballynatubbrit Dunbunrawer Lisnaharney and Eskeradooey approximately 3.5km south-west of Gortin | 246076 | 384260 | Refused | 2016/17 | 2017-01-20 |  |  | Refused
L/2013/0185/F | 2013-04-15 | Fermanagh and Omagh | Single wind turbine | Proposed Installation of 1 No. Wind Turbine (not to exceed 250kW) on a Tubular Tower of up to 41.5m Height with Blades up to 56.5m (to tip height) | Lands 120m North West of 31 The Crook Road Corratrasna Derrylin Fermanagh BT92 9AU | 228098 | 324615 | Withdrawn | 2013/14 | 2014-01-08 |  |  | Withdrawn
L/2013/0187/F | 2013-04-15 | Fermanagh and Omagh | Single wind turbine | Proposed 250KW wind turbine with mast height 40m and 31m Rotor Diameter to generate electricity for export to grid | Approximately 165m South East of 59 Ardlougher Road Drumskea Irvinestown | 220458 | 356609 | Approved | 2014/15 | 2014-04-02 |  |  | Approved
O/2013/0157/F | 2013-04-15 | Armagh, Banbridge and Craigavon | Single wind turbine | Erection of wind turbine mono pole height 26.83m with alterations to existing access. | Lands 220 metres south east of 10 Liskarkelt Road Derrynoose Co Armagh | 278863 | 331963 | Approved | 2013/14 | 2014-02-28 |  |  | Approved
M/2013/0176/F | 2013-04-16 | Mid Ulster | Single wind turbine | Erection of 250kw wind turbine (30m hub height, 30m blade diameter) | 390m NE of 19 Aghaloo Road Aughnacloy | 266166 | 355756 | Approved | 2013/14 | 2014-02-13 |  |  | Approved
F/2013/0085/F | 2013-04-17 | Mid and East Antrim | Wind farm | Construction of wind farm comprising 5no. wind turbines (hub height not exceeding 84.54m in height, blade diameter not exceeding 82m), 1 meteorological mast (not exceeding 80m in height) and construction works comprising 1no. electrical substation with control building, associated car parking area, 2no. temporary construction compounds, 5no. crane hardstanding areas (1 per turbine), new road access and associated internal roadway | lands approx. 700m south of no. 35 Mullaghsandall Road between Mullaghsandall Road and Starbog Road Kilwaughter Larne BT40 | 333385 | 403485 | Refused | 2014/15 | 2014-07-10 |  |  | Refused
X/2013/0165/F | 2013-04-17 | Ards and North Down | Single wind turbine | Proposed installation of 1no Wind Turbine (not to exceed 250kw) on a tublar tower of up to 41.5m height with blades up tp 56m (to top height) | At lands 221m North East of 28 Tullyhubbert Road Moneyreagh | 341049 | 365662 | Approved | 2013/14 | 2014-01-31 |  |  | Approved
P/2013/0313/F | 2013-04-18 | Newry, Mourne and Down | Single wind turbine | Proposed wind turbine Endurance e3120 50kw (24.6m tube tower construction 19.2m rotor diameter) | 243m South of No 70 Leitrim Road Kilkeel Co. Down | 329790 | 319072 | Withdrawn | 2013/14 | 2013-09-24 |  |  | Withdrawn
F/2013/0087/F | 2013-04-19 | Mid and East Antrim | Single wind turbine | A single wind turbine with a tower height of 40m and a max output of 250kw | Approx 267m NW of 22 Drumnadonaghy Road Larne | 334750 | 402650 | Approved | 2014/15 | 2014-04-03 |  |  | Approved
F/2013/0088/F | 2013-04-19 | Mid and East Antrim | Single wind turbine | A single wind turbine with a tower height of 40m and a max output of 250kw (Amended plans received with slight relocation of turbine to the South East). | Approx 281m SW of 3 Mullaghsandall Road Larne | 336400 | 402471 | Approved | 2014/15 | 2014-04-10 |  |  | Approved
I/2013/0122/F | 2013-04-19 | Mid Ulster | Single wind turbine | Proposed wind turbine with 53m hub height and 22m long rotor blades in substitution for approved wind turbine approved under I/2011/0192/F | 900m East of 108 Drumaney Road Coagh | 294206 | 376606 | Approved | 2014/15 | 2014-12-31 |  |  | Approved
V/2013/0051/F | 2013-04-22 | Mid and East Antrim | Wind farm | Erection of 2 No wind turbines with a hub height of 30.4m and blade diameter of 29.1m (225kw output) to export to the grid. | 390m East of 61 Seskin Road Ballyclare | 335709 | 391126 | Approved | 2013/14 | 2014-03-12 |  |  | Approved
K/2013/0195/F | 2013-04-23 | Fermanagh and Omagh | Single wind turbine | Proposed Installation of a wind turbine (not to exceed 250kw) on a tubular tower up to 51.5m height with blades up to 66m (to tip height) | At lands 370m south east of 249 Whitebridge Road Carrickmore Co. Tyrone | 262587 | 367633 | Refused | 2014/15 | 2015-03-31 |  |  | Refused
L/2013/0200/F | 2013-04-23 | Fermanagh and Omagh | Single wind turbine | Amendment to original planning approval L/2011/0312/F to erect 1 no. 225kw wind turbine with 46m hub height and 32m blade diameter for export to grid | Druminillar Belleek Fermanagh BT93 3EP | 196123 | 358943 | Approved | 2013/14 | 2014-03-10 |  |  | Approved
L/2013/0202/F | 2013-04-23 | Fermanagh and Omagh | Single wind turbine | Amendment to existing planning approval under L/2010/0698 (Amended Location). Proposed installation of 1No 225kw wind turbine on a tubular tower of up to 31m height. Hub height 32m, rotor diameter 27m. | Lands 120m North East of 14 Drumcor Road Leam Tempo Fermanagh BT94 3HA | 238463 | 348595 | Approved | 2013/14 | 2013-06-07 |  |  | Approved
L/2013/0203/F | 2013-04-23 | Fermanagh and Omagh | Single wind turbine | Proposed installation of a wind turbine on a tubular tower of up to 41.5 height with blades up to 56m (to tip height). | Lands 592 m South East of 71 Foxhill Road Ballyreagh Tempo BT94 3EH. | 231604 | 349847 | Approved | 2013/14 | 2013-09-11 |  |  | Approved
S/2013/0240/F | 2013-04-23 | Lisburn and Castlereagh | Single wind turbine | Amendment to existing planning approval under S/2011/0650/f (Amended Location) Erection of 1 no Wind Turbine on 46m Monopole | Lands 220m North of 106 Ballinderry Road Lisburn | 318886 | 367153 | Approved | 2013/14 | 2013-12-17 |  |  | Approved
G/2013/0150/F | 2013-04-24 | Mid and East Antrim | Single wind turbine | Proposed 1 no. 150kw wind turbine with a hub height of 28m to replace previously approved 100kw wind turbine with hub height of 30m (G/2011/0243/F) | 215m South East of 10 Gillistown Road Toomebridge | 302971 | 396311 | Approved | 2013/14 | 2014-02-13 |  |  | Approved
H/2013/0153/F | 2013-04-24 | Mid Ulster | Single wind turbine | Erection of a CF 20 KW wind turbine with a tower height of 25m | Approx 120m North East of 32 Dunmurray Road Draperstown. | 275819 | 398887 | Approved | 2014/15 | 2014-10-17 |  |  | Approved
L/2013/0208/F | 2013-04-24 | Fermanagh and Omagh | Single wind turbine | Erection of 1no. 250kw wind turbine with 30m blade diameter and 40m hub height for farm use with surplus exported to grid. | Drumlisaleen Belleek BT93 3AJ. | 194380 | 357560 | Approved | 2014/15 | 2014-06-17 |  |  | Approved
R/2013/0188/F | 2013-04-24 | Newry, Mourne and Down | Single wind turbine | Proposed wind turbine with max hub height of 40m max output 250Kw and rotar diameter of 31m. | 500m South East of 22 Hilltown Road Fofannyreagh Hilltown BT34 5EZ | 327294 | 332672 | Approved | 2013/14 | 2014-01-31 |  |  | Approved
F/2013/0095/F | 2013-04-25 | Mid and East Antrim | Single wind turbine | A single 100kw wind turbine with hub height of 30m | 250m East of 48 Craiganee Road Magheramore Larne BT40 3JE | 342057 | 396392 | Approved | 2014/15 | 2014-04-28 |  |  | Approved
H/2013/0156/F | 2013-04-25 | Mid Ulster | Single wind turbine | Amendment to existing planning approval H/2011/0518 (Change in tower height and rotor diameter). Erection of 1 no. 250kw wind turbine on 30m tower (to hub height) with 31m rotor diameter. | Lands 500m west of Gorteade Road Swatragh Co. Derry. | 286199 | 406842 | Approved | 2013/14 | 2013-10-02 |  |  | Approved
J/2013/0112/F | 2013-04-25 | Derry and Strabane | Wind farm | Regularisation of minor alterations made to Crighshane Wind Farm (Ref. J/2005/0133/F) including micro-siting of T2, realignment of roads/hardstand. | Crighshane South of Ballymongan Road Castlederg Co Tyrone | 233054 | 377167 | Approved | 2015/16 | 2015-11-10 |  |  | Approved
J/2013/0113/F | 2013-04-25 | Derry and Strabane | Single wind turbine | Proposed 250kw wind turbine - hub height 30m, hightest point 45m, to service farm with surplus to grid | 515m SW of 26 Ballylaw Road Artigarvan | 239307 | 403111 | Withdrawn | 2014/15 | 2015-03-04 |  |  | Withdrawn
K/2013/0199/F | 2013-04-25 | Fermanagh and Omagh | Single wind turbine | Vesta V27 wind turbine (27m Dia x 30m Height x 250 kw) to generate power for sale to NIE Grid or any local requirements | 360m east of 33 Eskra Road Eskra | 251822 | 359360 | Withdrawn | 2013/14 | 2013-10-11 |  |  | Withdrawn
Q/2013/0138/F | 2013-04-25 | Armagh, Banbridge and Craigavon | Single wind turbine | Proposed erection of a Wind Turbine with a 30m hub height and a 30m rotor diameter (total height 45m) with a max output not exceeding 250kw | 277m West of 52 School Road Banbridge | 323616 | 335540 | Withdrawn | 2013/14 | 2013-11-28 |  |  | Withdrawn
R/2013/0189/F | 2013-04-25 | Newry, Mourne and Down | Single wind turbine | Proposed 55kw endurance E-3120 Wind Turbine (36.4m - Hub height, Tube Tower) to support existing farm business with surplus to grid (amended address). | Approx 398m WSW of 38 Church Road Crossgar BT30 9HR | 342950 | 350829 | Approved | 2014/15 | 2014-08-29 |  |  | Approved
D/2013/0063/F | 2013-04-26 | Causeway Coast and Glens | Single wind turbine | Proposed 55KW Endurance E-3120 (24.6m Hub - Tube Tower) Wind Turbine to Support Existing Business. Existing Gaia Wind Turbine to be Decommissioned and Removed | 1 Ballycregagh Road Drumbare Cloughmills Co Antrim BT44 9LD | 306758 | 417671 | Approved | 2013/14 | 2013-08-13 |  |  | Approved
G/2013/0162/F | 2013-04-26 | Mid and East Antrim | Single wind turbine | Erection of single wind turbine 32.3m hub height with 16m blades (250kw output) | Lands 190m North west of 26 Maboy Road Portglenone | 300313 | 408045 | Approved | 2013/14 | 2013-11-12 |  |  | Approved
K/2013/0204/F | 2013-04-29 | Fermanagh and Omagh | Single wind turbine | 250kw wind turbine to supply renewable electricity to the grid | 630m west of 169 Creggan Road Creggan Omagh | 261221 | 377972 | Approved | 2016/17 | 2016-06-15 |  |  | Approved
K/2013/0209/F | 2013-04-30 | Fermanagh and Omagh | Single wind turbine | 250kw wind turbine on tubular tower up to 40.2m high with 30m diameter blades - tip height of 55.1m from ground | 80m south west of 73 Termon Business Park Quarry Road Carrickmore BT79 9AL | 261805 | 371251 | Approved | 2015/16 | 2015-12-02 |  |  | Approved
L/2013/0223/F | 2013-04-30 | Fermanagh and Omagh | Single wind turbine | Proposed installation of a wind turbine on a tubular tower of up to 40m height with blades up to 54.8m (to tip height). | At Lands 580m West of 85 Scallen Road Irvinestown Fermanagh BT94 1HX | 226067 | 357518 | Approved | 2014/15 | 2015-02-27 |  |  | Approved
O/2013/0183/F | 2013-04-30 | Armagh, Banbridge and Craigavon | Single wind turbine | Erection of 250KW wind Turbine (32.3m hub height, 32m blades) | 255m NE of 42 Crossmore Road Keady Co. Armagh BT60 3JY | 284233 | 335247 | Approved | 2013/14 | 2014-03-10 |  |  | Approved
A/2013/0221/F | 2013-05-02 | Derry and Strabane | Single wind turbine | Proposed 1 No. Norwin 225KW wind turbine, hub height of 40.156 metres, 14.550 metre rotor radius - to support existing farm business. | Approximately 340m SSW of 14 Woodside Road Newbuildings County Londonderry. | 242992 | 414332 | Withdrawn | 2013/14 | 2013-11-19 |  |  | Withdrawn
F/2013/0101/F | 2013-05-02 | Mid and East Antrim | Wind farm | Amendment to wind farm development including reduction from 9 no. turbines to 6 no. turbines and relocation of the permanent wind farm control building electricity substation and associated ancillary works. Maximum height of each turbine to be 120.5m. Development also to include; upgrade of existing access tracks; provision of a new access track and road improvement works; and a temporary works compound to be provided during construction phase. | Lands east of Feystown Road Glenarm; extending between an area situated approximately 750m east of 54 Feystown Road to lands adjacent to 92 Feystown Road. Within the townlands of Ault alias Gowkstown Clady and Dunteige Glenarm Co Antrim. | 332492 | 409501 | Refused | 2014/15 | 2014-12-23 |  |  | Refused
G/2013/0168/F | 2013-05-02 | Mid and East Antrim | Single wind turbine | Erection of one number 50kw wind turbine with a hub height of 36.4 metres and a rotor diameter of 20 metres for farm diversification | 427 metres North-West of 46 Granagh Road Cullybackey | 303371 | 406055 | Approved | 2013/14 | 2013-12-11 |  |  | Approved
I/2013/0131/F | 2013-05-02 | Mid Ulster | Single wind turbine | Proposed wind turbine (hub height 36m - 50kw) with surplus to grid | 412m north of 24 Loughdoo Road Kildress Cookstown | 268357 | 378842 | Approved | 2014/15 | 2014-05-13 |  |  | Approved
L/2013/0231/F | 2013-05-02 | Fermanagh and Omagh | Single wind turbine | Proposed installation of a wind turbine (not to exceed 250Kw) on a tublar tower of up to 41.5m height with blades up to 56m (to tip height) | At lands 607m North of 22 Aghanglogh Road Greaghcashel Lisnaskea Co.Fermanagh BT92 5BQ. | 241757 | 333895 | Approved | 2013/14 | 2013-06-26 |  |  | Approved
L/2013/0234/F | 2013-05-03 | Fermanagh and Omagh | Single wind turbine | Proposed 20-250kw wind turbine with 41.10mt hub height and 29.1mt rotor for farm / business supply and grid connection in substitution for 15kw turbine previously approved L/2010/0252/F. | 83 Clabby Road Furnish Fivemiletown BT75 0QY. | 243012 | 349107 | Approved | 2013/14 | 2013-11-13 |  |  | Approved
O/2013/0190/F | 2013-05-03 | Armagh, Banbridge and Craigavon | Wind farm | Construction of a wind farm consisting six wind turbines (hub height not exceeding 85 metres, blade diameter not exceeding 71 metres), an electrical substation and control building (dimensions, 21 metres by 8 metres) two equipment cabins and associated compounds, one meteorological pole (not exceeding 85 metres high), construction, extension and upgrading of internal site tracks and associated works at Tullyneill. ((Receipt of addendum to Environmental Statement, public road widening details) | Land 80m south of junction of Chalybeate Road and Keady Road (A29) in the townland of Dangary and Tullyneill Newtownhamilton Co Armagh | 290336 | 329293 | Withdrawn | 2019/20 | 2019-08-23 |  |  | Withdrawn
C/2013/0156/F | 2013-05-07 | Causeway Coast and Glens | Single wind turbine | Application to vary planning approval C/2011/0619/F to allow an increase in tower height from 30m to 37m and blade length from 16.5m to 19.5m, with max output of 250kw. | Lands Approx. 385m North West of 28 Gateside Road Coleraine. | 286110 | 435613 | Approved | 2013/14 | 2014-02-13 |  |  | Approved
D/2013/0067/F | 2013-05-07 | Causeway Coast and Glens | Single wind turbine | Proposed Erection of an ACSA V29 Wind Turbine with 50m Hub Height and 29m Rotor Diameter. | 328m South West of 63 Tullaghans Road Dunloy Ballymena Co. Antrim BT44 9EB. | 298405 | 418613 | Withdrawn | 2014/15 | 2014-11-19 |  |  | Withdrawn
X/2013/0205/F | 2013-05-08 | Ards and North Down | Single wind turbine | A single wind turbine with a base height of 40m and a rotor diameter of 33m | Approx 353m SW of 23 Ballyeasborough Road Newtownards | 363902 | 361269 | Approved | 2014/15 | 2014-04-11 |  |  | Approved
L/2013/0245/F | 2013-05-09 | Fermanagh and Omagh | Single wind turbine | Proposed 250KW wind turbine with mast height 40m and 31m Rotor Diameter to generate electricity for export to grid | Approx 420m SW of 25 Carn Road Carn Ederney (Parkhill Townland) Co Fermanagh | 222883 | 363115 | Approved | 2014/15 | 2014-09-26 |  |  | Approved
L/2013/0246/F | 2013-05-09 | Fermanagh and Omagh | Single wind turbine | Proposed 250KW wind turbine with mast height 40m and 31m Rotar Diameter to generate electricity for export to grid | Approx 387m SE of 19 Carn Road Carn Ederney Slievebane Townland Fermanagh | 223490 | 362402 | Approved | 2014/15 | 2014-10-30 |  |  | Approved
P/2013/0378/F | 2013-05-10 | Newry, Mourne and Down | Single wind turbine | Erection of 20kw wind turbine with a 3 blade 13.1 metre diameter rotor on a 20.5 metre tall monopole | 75 metres west of no.55 Cranfield Road Kilkeel | 327174 | 310751 | Refused | 2020/21 | 2020-11-06 |  |  | Refused
E/2013/0075/F | 2013-05-13 | Causeway Coast and Glens | Single wind turbine | Proposed Wind Turbine (garbia 200-28 200kw-30m to hub with 28m diameter rotors) | Approximately 437M SE of No 53 Torr Road Ballycastle Co Antrim | 319536 | 439926 | Refused | 2014/15 | 2014-09-01 |  |  | Refused
K/2013/0222/F | 2013-05-13 | Fermanagh and Omagh | Single wind turbine | Proposed installation of a wind turbine (not to exceed 250kw) on a tubular tower of up to 41.5m height with blades up to 56m (to tip height) | At lands 146m South of 42 Edergoole Road Edergoole Lower Omagh | 244906 | 366332 | Approved | 2013/14 | 2013-10-18 |  |  | Approved
K/2013/0224/F | 2013-05-13 | Fermanagh and Omagh | Single wind turbine | Erection of a 150kw wind turbine on 30m monopole with rotor diameter of 24m | At lands 128m SE of 111 Altanaveragh Road Tatnadaveny Fintona | 248257 | 356444 | Approved | 2014/15 | 2014-11-06 |  |  | Approved
M/2013/0214/F | 2013-05-13 | Mid Ulster | Single wind turbine | Proposed wind turbine (45m hub height) | 240m NE of 61 Millix Road Dungannon | 264532 | 361047 | Withdrawn | 2013/14 | 2013-10-15 |  |  | Withdrawn
K/2013/0226/F | 2013-05-14 | Fermanagh and Omagh | Single wind turbine | Wind turbine (27m dia x 30m high x 250kw) to generate electricity for farm business, any local requirements and excess to NIE grid | 305m North east of 5 Ramacken Road. Sixmilecross Omagh | 257351 | 369037 | Approved | 2014/15 | 2014-09-09 |  |  | Approved
C/2013/0173/F | 2013-05-15 | Causeway Coast and Glens | Single wind turbine | Erection of 250KW turbine on farm with 40 metre hub and 29 metre blade diameter (proposal to supersede approved turbine under C/2012/0142) | Lands 460M NW of No 56 Ballinteer Road Macosquin BT51 4LZ | 281517 | 430497 | Withdrawn | 2014/15 | 2014-06-11 |  |  | Withdrawn
F/2013/0111/F | 2013-05-15 | Mid and East Antrim | Single wind turbine | Erection of single wind turbine with 30m hub height and 30m diameter blades (250kw output) to supply existing farm and surplus to grid | 240m South West of 5 Aughaboy Road Glenarm | 330359 | 408154 | Approved | 2014/15 | 2014-07-01 |  |  | Approved
O/2013/0205/F | 2013-05-15 | Armagh, Banbridge and Craigavon | Single wind turbine | Proposed 225kw wind turbine, with a hub height of 41 metres and rotor blade diameter of 27 metres. | Lands approximately 150 metres south of No.23 Gosford Road Armagh. | 295026 | 340674 | Approved | 2014/15 | 2014-11-11 |  |  | Approved
P/2013/0383/F | 2013-05-15 | Newry, Mourne and Down | Single wind turbine | Erection of a wind turbine with a 30m hub height and a 30m rotor diameter with a maximum output not exceeding 250kw | 294m South East of 33 Newry Road Belleeks Newry | 295273 | 327060 | Withdrawn | 2015/16 | 2015-05-26 |  |  | Withdrawn
C/2013/0175/F | 2013-05-16 | Causeway Coast and Glens | Single wind turbine | Erection of a 20kw wind turbine (C and F) with 20m hub height and a 13m rotor diameter for domestic use and surplus to the grid | Lands at approx 65m South of 33 Tamneyrankin Road Swatragh | 283794 | 409246 | Approved | 2013/14 | 2013-12-19 |  |  | Approved
C/2013/0176/F | 2013-05-16 | Causeway Coast and Glens | Single wind turbine | Erection of 20kw wind turbine (C and F) with 20m hub height and 13m rotor diameter for domestic use and surplus to grid | Lands approx 100m west of 5 Laragh Lane Swatragh | 283340 | 409668 | Approved | 2013/14 | 2014-02-10 |  |  | Approved
Q/2013/0167/F | 2013-05-16 | Armagh, Banbridge and Craigavon | Single wind turbine | Installation of a 5KW Evrance R9000 wind turbine on a 15m hub height, rotor diameter of 5.5 metres and total height of 17.75 metres. | 153m to the rear of 87a Diamond Road Dromore BT25 1PJ | 321420 | 351012 | Withdrawn | 2013/14 | 2013-08-15 |  |  | Withdrawn
C/2013/0178/F | 2013-05-17 | Causeway Coast and Glens | Single wind turbine | Proposed 1 No 225KW wind turbine with a hub height of 30M. | 355M SW of 9 Loguestown Road Coleraine | 284707 | 435841 | Refused | 2014/15 | 2014-06-17 |  |  | Refused
O/2013/0210/F | 2013-05-17 | Armagh, Banbridge and Craigavon | Single wind turbine | Erection of single wind turbine with height up to 40.0m, blade tip height up to 67.0m and associated switch room (amended plans) | 470m West of No16 Blackquater Road Cladymore Armagh | 291999 | 334766 | Approved | 2013/14 | 2013-11-13 |  |  | Approved
O/2013/0211/F | 2013-05-17 | Armagh, Banbridge and Craigavon | Single wind turbine | Installation of a wind turbine on a tubular tower, height up to 50.0m with blade tip height up to 77.0m with associated switch room | 560m South of no 43 Corran Road Cladymore Armagh | 291815 | 334933 | Withdrawn | 2013/14 | 2013-08-02 |  |  | Withdrawn
C/2013/0179/F | 2013-05-20 | Causeway Coast and Glens | Single wind turbine | Proposed 250KW Wind Turbine with Hub Height of 30M and Rotor Diameter of 27M | 421m East of 21 Agivey Road Kilrea BT51 5UT | 292867 | 413767 | Approved | 2014/15 | 2014-11-07 |  |  | Approved
J/2013/0147/F | 2013-05-20 | Derry and Strabane | Single wind turbine | Proposed 250kw wind turbine - hub height 30m to service farm and surplus to grid | 385m SW of 23 Barron Road Artigarvan Strabane | 242158 | 400819 | Approved | 2013/14 | 2014-02-26 |  |  | Approved
K/2013/0236/F | 2013-05-20 | Fermanagh and Omagh | Single wind turbine | Amendment to existing planning approval K/2010/0690/F. Change of blade diameter from 27m to 33m and amended noise output. | Lands 437m south of22 Derryallen Road Screeby Trillick Co Tyrone BT78 3RZ | 230770 | 351971 | Approved | 2013/14 | 2014-01-21 |  |  | Approved
B/2013/0113/F | 2013-05-21 | Causeway Coast and Glens | Single wind turbine | Erection of a wind turbine with a 40m hub height and a 30m rotor diameter with a max output not exceeding 250kw. | 275m North North East of 70 Ballyavelin Road Limavady. | 271222 | 421354 | Withdrawn | 2013/14 | 2013-11-13 |  |  | Withdrawn
G/2013/0195/F | 2013-05-21 | Mid and East Antrim | Single wind turbine | Proposed erection of a wind turbine with a 30m hub height and a 30m rotor diameter with a max output not exceeding 250kw | 270m South West of 120 Crankill Road Ballymena | 306941 | 410131 | Withdrawn | 2013/14 | 2013-12-11 |  |  | Withdrawn
L/2013/0266/F | 2013-05-21 | Fermanagh and Omagh | Single wind turbine | Proposed installation of a wind turbine (not to exceed 250kw) on a tubular tower of up to 41.5m height with blades up to 56m (to tip height). | Lands 697m North West of 152 Cooneen Road Tattenabuddagh Fivemiletown Co. Tyrone. BT75 0NQ. | 245493 | 343814 | Withdrawn | 2013/14 | 2013-06-27 |  |  | Withdrawn
F/2013/0118/F | 2013-05-22 | Mid and East Antrim | Single wind turbine | A single wind turbine with a tower height of 40m and a max output of 250kw | Approx 283m NW of 81 Ballyhampton Road Larne | 336070 | 402357 | Approved | 2014/15 | 2014-04-03 |  |  | Approved
F/2013/0120/F | 2013-05-22 | Mid and East Antrim | Single wind turbine | A single wind turbine with a tower height of 40m and a max output of 250kw | Approx. 253m SW of 18 Mullaghsandall Larne | 334778 | 402934 | Approved | 2014/15 | 2014-04-03 |  |  | Approved
G/2013/0198/F | 2013-05-22 | Mid and East Antrim | Single wind turbine | Erection of 50 metre high wind turbine (amendment to planning approval G/2011/0200/F for 40m wind turbine) | 330m North East of 15 Tildarg road Ballyclare | 325387 | 395966 | Approved | 2013/14 | 2013-12-11 |  |  | Approved
I/2013/0150/F | 2013-05-22 | Mid Ulster | Single wind turbine | Proposed installation of a wind turbine on a tubular tower of up to 41.5m height with blades up to 56m (to tip height) | Lands 227m North of 321 Mountjoy Road Killoon Stewartstown | 287337 | 373546 | Approved | 2014/15 | 2014-08-18 |  |  | Approved
I/2013/0151/F | 2013-05-22 | Mid Ulster | Single wind turbine | Proposed Installation of a wind turbine on a tubular tower of up to 41.5m height with blades up to 56m (to tip height) | Lands 267m south east of 321 Mountjoy Road Killoon Stewartstown | 287319 | 373065 | Approved | 2014/15 | 2014-08-18 |  |  | Approved
J/2013/0149/F | 2013-05-22 | Derry and Strabane | Single wind turbine | Proposed 250kw wind turbine with a mast height of 40m and a 31m rotor diameter to generate electricity for export to the grid | Approx 450m NE of 10 Freughlough Road Castlederg (accessing onto Priestsessagh Road). | 226433 | 387111 | Approved | 2013/14 | 2013-12-04 |  |  | Approved
K/2013/0238/F | 2013-05-22 | Fermanagh and Omagh | Single wind turbine | Erection of 250kw wind turbine, base to hub height 41m, rotor diameter 31m | 270m north east of no 117 Galbally Road Trillick BT78 3PF | 234444 | 358832 | Approved | 2014/15 | 2014-07-01 |  |  | Approved
K/2013/0239/F | 2013-05-22 | Fermanagh and Omagh | Single wind turbine | Proposed 250kw wind turbine with a mast height of 40m and a 31m rotor diameter to generate electricity for export to the grid | Approx 370m South of 96 Claragh Road Drumquin | 237734 | 374123 | Approved | 2013/14 | 2013-10-08 |  |  | Approved
L/2013/0268/F | 2013-05-22 | Fermanagh and Omagh | Single wind turbine | Erection of 250kw wind turbine with a mask height of 40m and a 31m rotor diameter to generate electricity for export to the grid | Approx 150m North West of 79 Kilsmullen Road Irvinestown. Co. Fermanagh. | 225582 | 364955 | Approved | 2014/15 | 2014-06-17 |  |  | Approved
L/2013/0269/F | 2013-05-22 | Fermanagh and Omagh | Single wind turbine | Proposed 250kw wind turbine with mast height 40m and 31m rotar diameter to generate electricity for export to grid. | Approx 450m SE of 11 Carn Road Barnalackan Ederney Co. Fermanagh. (Accessing onto Rahall Road). | 222343 | 363085 | Approved | 2013/14 | 2013-11-13 |  |  | Approved
L/2013/0271/F | 2013-05-22 | Fermanagh and Omagh | Single wind turbine | Erection of 1 no. 150KW Wind Turbine on 30m Mono-pole with rotor diameter of 24m (Amended siting of proposal see site location plan 01 rev 01) | Lands 357m North West of 109 Cooneen Road Aghavoory Brookeborough Co Fermanagh BT75 0NF | 245416 | 344734 | Approved | 2014/15 | 2014-12-31 |  |  | Approved
R/2013/0230/F | 2013-05-22 | Newry, Mourne and Down | Single wind turbine | Proposed installation of a wind turbine on a tubular tower of up to 30m hub height with blades up to 44.5m (to tip height). | Lands 196m West of 28 Corbally Road Ballyplunt Downpatrick BT30 8TE. | 346620 | 338325 | Refused | 2013/14 | 2014-02-27 |  |  | Refused
U/2013/0142/F | 2013-05-22 | Antrim and Newtownabbey | Single wind turbine | Wind turbine- change of type of wind turbine (34.9m high hub and 27m dia propeller) | 300m South-East of 7 Roughfort Road Newtownabbey BT36 4RE | 328191 | 384142 | Approved | 2013/14 | 2013-10-17 |  |  | Approved
C/2013/0189/F | 2013-05-23 | Causeway Coast and Glens | Single wind turbine | Proposed 250kw wind turbine with hub height of 30m and rotor diameter of 27m. | 420 metres South West of 10 Magheraboy Road Portrush Co. Antrim BT56 8NU. | 286626 | 438136 | Approved | 2014/15 | 2014-06-26 |  |  | Approved
D/2013/0073/F | 2013-05-24 | Causeway Coast and Glens | Single wind turbine | Application to Amend Planning Approval D/2012/0041/F; to increase the Hub Height by 7m, Blade Length by 10.5m and Noise Limit from 100.1dBA to 103dBA. | 430m South East of 250 Drones Road Dunloy Ballymena Co. Antrim BT44 9BD. | 305495 | 421887 | Approved | 2013/14 | 2013-11-19 |  |  | Approved
K/2013/0242/F | 2013-05-24 | Fermanagh and Omagh | Single wind turbine | Application to amend planning approval K/2011/0651/F, to allow an increase in tower height from 30m to 40m | 170m NW of 68 Fingrean Road Loughmacrory Omagh | 256505 | 376733 | Approved | 2013/14 | 2013-12-13 |  |  | Approved
L/2013/0282/F | 2013-05-24 | Fermanagh and Omagh | Single wind turbine | A wind turbine up to a maximum tip height of 54.85m comprising a configuration of up to 40m tower and up to 29.7m rotar diameter, associated transformer, track upgrades and electric cabling | 326 metres West of 62 Levally Road Enniskillen | 217657 | 349191 | Withdrawn | 2013/14 | 2014-03-18 |  |  | Withdrawn
P/2013/0403/F | 2013-05-24 | Newry, Mourne and Down | Single wind turbine | Proposed Installation of a wind turbine on a tubular tower of up to 36.6m height with blades up to 45.6m (to tip height) | At Lands 215m South East of 18 Grange Road Grange Kilkeel Co.Down BT344LW | 326834 | 311408 | Approved | 2014/15 | 2014-10-28 |  |  | Approved
G/2013/0201/F | 2013-05-28 | Mid and East Antrim | Single wind turbine | Proposed 1No. endurance E-3120 55Kw wind turbine hub height of 36.4metres 9.6 rotor radius 40.6m overall height | Approx 245m NW of 21b Craignageeragh Road Cullybackey BT42 1EL | 302674 | 403653 | Approved | 2014/15 | 2014-08-06 |  |  | Approved
Q/2013/0179/F | 2013-05-28 | Newry, Mourne and Down | Single wind turbine | Proposed installation of a wind turbine (not to exceed 250kw) with tower height of 41.5m and blades 30m diameter(Total Height 56.5m) | At lands 555m East of 199 Rathfriland Road Finnis Dromara Co.Down BT25 2EQ | 328036 | 346637 | Approved | 2013/14 | 2013-10-11 |  |  | Approved
A/2013/0257/F | 2013-05-30 | Derry and Strabane | Single wind turbine | Proposed 20kw wind turbine - hub height 20.6m - to service farm | 220m NW of 120 Foreglen Road Claudy | 255663 | 409262 | Approved | 2013/14 | 2013-10-14 |  |  | Approved
B/2013/0120/F | 2013-05-30 | Causeway Coast and Glens | Wind farm | Construction of a windfarm comprising 14 no. wind turbines (tip height not exceeding 125 metres), an electrical substation and control building, construction of internal access tracks, spoil deposition areas, temporary construction compound, formation of passing bays on Gelvin Road and Peter's Road, junction improvements at Gelvin Road/American Road and Peter's Road/Legavallon Road, and all associated ancillary works | lands 600 metres south of 175 Gelvin Road and east of the American Road in the townlands of Evishagaran and Cruckanim approximately 5.5 kilometres east of Dungiven | 275188 | 409868 | Refused | 2014/15 | 2014-09-26 |  |  | Refused
O/2013/0231/F | 2013-05-31 | Armagh, Banbridge and Craigavon | Single wind turbine | Proposed replacement of an existing and operational 75kW wind turbine with a 225kW wind turbine (30metre mast to the hub), access and ancillary site works (amended plans and revised Shadow flicker report received) | Lands 200 metres southeast of No.16 Rockstown Rd Clady Beg Co Armagh | 294269 | 333857 | Approved | 2013/14 | 2014-02-10 |  |  | Approved
Q/2013/0181/F | 2013-05-31 | Newry, Mourne and Down | Single wind turbine | Proposed installation of a wind turbine with tower of 51.5m height with blades 30m diameter (total height 66.5m) | Lands 376m south east of 340 Rathfriland Road Ballymackilreiny Dromara Co Down. | 326415 | 343117 | Refused | 2014/15 | 2014-10-21 |  |  | Refused
X/2013/0249/F | 2013-05-31 | Ards and North Down | Single wind turbine | Installation of a wind turbine (not to exceed 250kw) on a tublar tower of up to 41.5 height with blades up to 56m | At lands 416m North of 185 Main Road Ballyfrench Portavogie | 364843 | 362103 | Withdrawn | 2013/14 | 2013-07-30 |  |  | Withdrawn
D/2013/0078/F | 2013-06-03 | Causeway Coast and Glens | Single wind turbine | 250kw (Max) Wind Turbine for Farm and Grid ( 42m to hub). | 260m NW of 26 Drumack Lane Rasharkin Ballymena Co. Antrim BT44 8RE. | 299372 | 412330 | Approved | 2013/14 | 2013-11-11 |  |  | Approved
D/2013/0079/F | 2013-06-03 | Causeway Coast and Glens | Single wind turbine | 250kw(max) 36m Hub Height Wind Turbine for Farm and Grid | 200m NW of 126 Mullan Road Rasharkin BT53 7EB | 298747 | 415341 | Approved | 2013/14 | 2014-01-29 |  |  | Approved
K/2013/0258/F | 2013-06-03 | Fermanagh and Omagh | Single wind turbine | Erection of single wind turbine - 32.3m hub height with 16m blades (250kw output) | Lands 1.1km west of 77 Castletown Road Mountjoy | 240271 | 380869 | Approved | 2014/15 | 2014-09-11 |  |  | Approved
O/2013/0239/F | 2013-06-03 | Armagh, Banbridge and Craigavon | Single wind turbine | Installation of a wind turbine on a tubular tower blade tip height up to 61m with associated switch room (35m hub height). | 200mts South West of no 83 cormeen Road Killylea Armagh | 279852 | 341518 | Approved | 2014/15 | 2014-05-16 |  |  | Approved
D/2013/0081/F | 2013-06-06 | Causeway Coast and Glens | Single wind turbine | Erection of Replacement Single 0.9 MW Wind Turbine with 45m Hub Height (67m to Blade Tip) associated substation, replacement concrete base and alterations to access track | 713 metres North East of 21 Reservoir Road Corkey Ballymena Co. Antrim BT44 9JE. | 310530 | 422861 | Approved | 2013/14 | 2013-09-13 |  |  | Approved
T/2013/0182/F | 2013-06-06 | Antrim and Newtownabbey | Single wind turbine | Erection of single wind turbine - 32.3m hub height with 16m blades (250kw output) | Lands 430m North East of 60 Crosskennan Road Antrim | 317541 | 390334 | Approved | 2013/14 | 2014-03-04 |  |  | Approved
T/2013/0183/F | 2013-06-06 | Antrim and Newtownabbey | Single wind turbine | Erection of single wind turbine 32.3m hub height with 16m blades (250kw output) | Lands 190m South West of 10 Cranfield Road Randalstown | 305068 | 385976 | Approved | 2013/14 | 2014-03-04 |  |  | Approved
X/2013/0259/F | 2013-06-06 | Ards and North Down | Single wind turbine | PROPOSED INSTALLATION OF A WIND TURBINE ON A TUBULAR TOWER OF 41.5M HEIGHT WITH BLADES UP TO 55M (TO TIP HEIGHT) Proposed installation of a wind turbine on a tubular tower of 41.5m height with blades up to 55m (to tip height) - Amended proposals, drawings and additional supporting information received | At lands 322m South East of 7 Lough Cowey Road Portaferry | 359260 | 353503 | Approved | 2015/16 | 2015-10-29 |  |  | Approved
B/2013/0126/F | 2013-06-07 | Causeway Coast and Glens | Single wind turbine | Erection of a wind turbine with a 30 metre hub height and a 30m diameter with a max output not exceeding 250kw | 359m west / south west of 80 Carlaragh Road Limavady | 266142 | 418812 | Withdrawn | 2014/15 | 2014-07-31 |  |  | Withdrawn
H/2013/0206/F | 2013-06-07 | Mid Ulster | Single wind turbine | Proposed 1No. wind turbine with a hub height of 40m and blade diameter of 24m | Approx 60m South of 62B Airfield Road Toome BT41 3SQ | 295929 | 390290 | Approved | 2015/16 | 2015-07-02 |  |  | Approved
K/2013/0268/F | 2013-06-07 | Fermanagh and Omagh | Single wind turbine | Erection of a wind turbine with 40m hub height and a 30m rotor diameter with a maximum output not exceeding 250kw | 391m South of 20 Aghaboy Road Omagh | 255481 | 381385 | Approved | 2014/15 | 2014-09-10 |  |  | Approved
M/2013/0260/F | 2013-06-07 | Mid Ulster | Single wind turbine | Proposed 150kw wind turbine with a hub height of 30m | 280m SW of 6 Lisnagowan Road Carland Dungannon | 278623 | 366705 | Approved | 2013/14 | 2013-11-04 |  |  | Approved
C/2013/0224/F | 2013-06-10 | Causeway Coast and Glens | Single wind turbine | Erection of a Wind Turbine 37m Tower, 23m Rotor | Approximately 150m SW of 43A Grove Road Garvagh Coleraine BT51 5NY | 286397 | 412452 | Approved | 2014/15 | 2014-09-15 |  |  | Approved
K/2013/0270/F | 2013-06-10 | Fermanagh and Omagh | Single wind turbine | Proposed 250KW Wind Turbine with mast height of 40m and 29m Rotar Diameter to generate electricity for export to grid, with associated Switch Room / Storage Building | Approx 350m East of the junction of Garvallagh Road and Ronan Road Seskinore (Accessing onto Ronan Road) Omagh | 248137 | 358912 | Approved | 2015/16 | 2015-08-21 |  |  | Approved
Q/2013/0195/F | 2013-06-10 | Armagh, Banbridge and Craigavon | Single wind turbine | Erection of single wind turbine. Hub height 30m, rotor diameter 24.5m. (total height 42.25m) | NE of 24 Banbridge road Gilford BT63 6DJ GR. 307245/349425 | 307245 | 349423 | Approved | 2014/15 | 2015-02-10 |  |  | Approved
K/2013/0271/F | 2013-06-11 | Fermanagh and Omagh | Single wind turbine | Proposed erection of 225kw wind turbine (30m from ground level to hub) | Approx 590m north east of 128 Crockanboy Road Greencastle | 256006 | 385345 | Approved | 2014/15 | 2015-03-10 |  |  | Approved
L/2013/0317/F | 2013-06-11 | Fermanagh and Omagh | Single wind turbine | Proposed installation of a wind turbine on a tubular tower of up to 41.5m height with blades up to 56m (to tip height) | Lands 514m South West of 143 Grogey Road Fivemiletown Fermanagh BT75 0NU | 244209 | 340228 | Approved | 2014/15 | 2014-05-29 |  |  | Approved
L/2013/0318/F | 2013-06-11 | Fermanagh and Omagh | Single wind turbine | Proposed installation of a wind turbine (not to exceed 250KW)on a tubler tower of up to 36.8m height with blades up to 48.5m (to tip height). | Lands 610m North East of 219 lattone Road Mullanashellistragh Belcoo Co. Fermanagh BT93 5EH | 202643 | 343129 | Approved | 2014/15 | 2014-12-31 |  |  | Approved
L/2013/0319/F | 2013-06-11 | Fermanagh and Omagh | Single wind turbine | Proposed installation of a wind turbine (not to exceed 250 KW) on a tubular tower of up to 36.8m height with blades up to 48.5m (to tip height). | Lands 405m South East of 350 Dernawilt Road Lisnaskea BT92 5BG. | 240880 | 329920 | Approved | 2014/15 | 2014-05-02 |  |  | Approved
O/2013/0249/F | 2013-06-11 | Armagh, Banbridge and Craigavon | Single wind turbine | Proposed Installation of a Wind Turbine on a Tubular Tower- with a blade tip height up to 56.0m with associated switch room. (noise assessment submitted) | 107Mts East of No.27 Edenaveys Road Ballynahone More Armagh BT60 1HS | 290159 | 344904 | Approved | 2014/15 | 2014-04-09 |  |  | Approved
T/2013/0187/F | 2013-06-11 | Antrim and Newtownabbey | Single wind turbine | Erection of a wind turbine with a hub height of 50m and blade diameter of 33m, to supply farm with surplus to grid (225kw) - (Amended site address  location) | 335 metres south south west of 100 Moneynick Road Randalstown. | 303553 | 389038 | Withdrawn | 2014/15 | 2014-05-12 |  |  | Withdrawn
M/2013/0265/F | 2013-06-12 | Mid Ulster | Single wind turbine | 250kw wind turbine (40m to hub), electrical cabin and associated site works | Lands approximately 260m NW of 49 Thornhill Road Dungannon | 276437 | 368857 | Withdrawn | 2013/14 | 2013-11-07 |  |  | Withdrawn
O/2013/0250/F | 2013-06-12 | Armagh, Banbridge and Craigavon | Single wind turbine | Erection of wind turbine with a maximum output not exceeding 250kw and maintenance laneway (50m hub) | 300 metres north of 28 Drumgaw Road Armagh | 289270 | 342487 | Refused | 2013/14 | 2013-11-07 |  |  | Refused
Q/2013/0202/F | 2013-06-13 | Armagh, Banbridge and Craigavon | Single wind turbine | Erection of single wind turbine - 32.3 metre height with 16 metre blades (250 kw output) | Lands 215 metre south of 73 Circular Road Banbridge | 317628 | 341956 | Withdrawn | 2013/14 | 2013-09-23 |  |  | Withdrawn
P/2013/0447/F | 2013-06-14 | Newry, Mourne and Down | Single wind turbine | Erection of wind turbine, 1 Gaia-wind 11kW Turbine (15.0m Tube Tower Construction) to support exisiting farm business. | Approx. 277m SSW of 33 Drumnascamph Rd Rathfriland BT345EF | 321873 | 331945 | Withdrawn | 2013/14 | 2014-03-04 |  |  | Withdrawn
F/2013/0145/F | 2013-06-17 | Mid and East Antrim | Single wind turbine | Erection of 1 no. 150kw wind turbine with a hub height of 30m to support business with excess sold back to the grid. | Immediately south of unit 9 (Freight Direct) Port of Larne Business Park. | 341012 | 402156 | Approved | 2014/15 | 2014-06-25 |  |  | Approved
K/2013/0285/F | 2013-06-17 | Fermanagh and Omagh | Single wind turbine | Erection of a 225kw wind turbine with a hub height of 32m | Lands 405m NE of 30 Rockstown Road Carrickmore | 262565 | 373171 | Withdrawn | 2013/14 | 2013-09-30 |  |  | Withdrawn
H/2013/0223/F | 2013-06-18 | Mid Ulster | Single wind turbine | Erection of a wind turbine with a 40m hub height and 30m rotor diameter with a maximum output not exceeding 250kw to serve for export to the grid | 600m north west of No. 47 Disert Road Draperstown (approx) | 275676 | 390624 | Approved | 2015/16 | 2015-07-17 |  |  | Approved
B/2013/0136/F | 2013-06-19 | Causeway Coast and Glens | Single wind turbine | Proposed 1 no. 150kw Wind Turbine with a hub height of 30m | 243m North East of 59 Dernaflaw Road Dungiven | 265776 | 410305 | Approved | 2014/15 | 2015-02-05 |  |  | Approved
L/2013/0337/F | 2013-06-19 | Fermanagh and Omagh | Single wind turbine | Proposed 250kw wind turbine with mast height of 40m and 31m rotar diameter to generate electricity for export to grid. | Approx 200m SE of 90 Drumcullion Road Kesh. | 219332 | 367103 | Withdrawn | 2014/15 | 2014-04-17 |  |  | Withdrawn
L/2013/0338/F | 2013-06-19 | Fermanagh and Omagh | Single wind turbine | Proposed 250kw wind turbine with mast height 40m and 31m rotar diameter to generate electricity for export to grid. | Approx 520m East of junction of Rahall Road and Drumbulcan Road Irvinestown. (Accessing onto Drumbulcan Road). | 223301 | 360206 | Approved | 2013/14 | 2013-11-18 |  |  | Approved
O/2013/0259/F | 2013-06-19 | Armagh, Banbridge and Craigavon | Single wind turbine | Erection of single wind turbine on a tubular tower of up to 41.5m height with blades up to 55m (to tip height). | Lands 152m south west of 48 Dernalea Rd Tamlaght Armagh BT604EA | 280074 | 339466 | Approved | 2014/15 | 2014-04-24 |  |  | Approved
Q/2013/0209/F | 2013-06-19 | Armagh, Banbridge and Craigavon | Single wind turbine | Erection of single wind turbine with hub height of 36.6m, rotor diameter 19.2m. (total height 46.2m) | 125m South West of Diamond View House Diamond View Road Skeagh Banbridge Co.Down BT32 3SN | 321457 | 349957 | Approved | 2014/15 | 2014-10-24 |  |  | Approved
C/2013/0235/F | 2013-06-20 | Causeway Coast and Glens | Single wind turbine | A Single Wind Turbine with a Tower Height of 37m and a Max. Output of 250kw. | Approx. 489m SW of 20 Churchland Lane Coleraine BT51 3PX. | 283116 | 431191 | Approved | 2013/14 | 2013-12-10 |  |  | Approved
D/2013/0087/F | 2013-06-20 | Causeway Coast and Glens | Single wind turbine | Erection of 40m Hub Height 225kw Wind Turbine | Adjacent to 254-256 Frosses Road Cloughmills Dunloy | 305196 | 417845 | Withdrawn | 2014/15 | 2014-06-03 |  |  | Withdrawn
E/2013/0095/F | 2013-06-20 | Causeway Coast and Glens | Single wind turbine | A Single Wind Turbine with a Base Height of 35m and a Max. Output of 250kw. | Approx.237m North of 61 Straid Road Ballycastle Co. Antrim BT54 6NP. | 304860 | 441534 | Withdrawn | 2016/17 | 2016-06-20 |  |  | Withdrawn
H/2013/0228/F | 2013-06-20 | Mid Ulster | Single wind turbine | Application to vary planning approval H/2011/0484/F; to allow an increase in tower height from 40m to 50m and blade length from 16.5 to 19.5m | Approx. 500m South East of 39 Eden Road Portglenone | 292092 | 402833 | Approved | 2013/14 | 2013-11-20 |  |  | Approved
H/2013/0233/F | 2013-06-20 | Mid Ulster | Wind farm | Proposed minor repositioning of eastern most wind turbine, alteration of internal site access roads with additional construction/assembly area and increase in area around wind turbines to include turbine blade oversail. Relating to application previously consented on 15 December 2011 (H/2011/0495/F). | Creagh Concrete Products Ltd Brackagh Quarry 29 Disert Road Draperstown | 275650 | 390009 | Approved | 2014/15 | 2014-05-01 |  |  | Approved
K/2013/0289/F | 2013-06-20 | Fermanagh and Omagh | Single wind turbine | Erection of 1 no micon M750 wind turbine (40m hub height and 31m rotor diameter) | Lands 820m South West of 139 Camlough Road Carrickmore Omagh BT79 9BS | 263450 | 374549 | Approved | 2014/15 | 2014-10-10 |  |  | Approved
O/2013/0261/F | 2013-06-20 | Armagh, Banbridge and Craigavon | Single wind turbine | Erection of single wind turbine, 36.4m hub with 19.2m rotor in revocation of previously approved wind turbine under application ref: O/2010/0406/F (Change of Description). | 195m NW of 9 College Hall Lane Tynan Killylea County Armagh BT60 4RG | 276943 | 344509 | Approved | 2014/15 | 2015-03-27 |  |  | Approved
O/2013/0262/F | 2013-06-20 | Armagh, Banbridge and Craigavon | Single wind turbine | Proposed erection of wind turbine with 40m hub height and 30m rotor diameter with a maximum output not exceeding 250kW | 364m North of 18 Killyruddan Rd Hamiltownsbawn Armagh BT619SF | 293660 | 345651 | Approved | 2013/14 | 2013-10-21 |  |  | Approved
Q/2013/0214/F | 2013-06-20 | Armagh, Banbridge and Craigavon | Single wind turbine | Proposed site for 225kw single wind turbine with 25m rotor diameter and 32m tower height, including control building and grid connection (total height 44.5m). | 258m West of 142 Huntly Road Banbridge | 311434 | 348043 | Approved | 2014/15 | 2014-08-18 |  |  | Approved
X/2013/0280/F | 2013-06-20 | Ards and North Down | Single wind turbine | A single wind turbine with a base height of 24m and rotor diameter of 24m (Amended Description) | Approx 552m SW of 13 Newcastle Road Portaferry | 364024 | 352182 | Refused | 2014/15 | 2014-07-31 |  |  | Refused
X/2013/0281/F | 2013-06-20 | Ards and North Down | Single wind turbine | A single wind turbine with a base of 35m and rotor diameter of 39m | Approx 518 NW of 12 Ballyrusley Road Portafery | 361983 | 352536 | Approved | 2013/14 | 2014-01-06 |  |  | Approved
E/2013/0096/F | 2013-06-21 | Causeway Coast and Glens | Single wind turbine | Proposed 250kw Wind Turbine with a Maximum Hub Height of 42.3m and a Maximum Tip Height of 61.8m, Temporary Anemometer Mast, NIE Kiosk and Associated Ancillary Development | Approximately 395m NW of No 25 Novally Road Ballycastle Co Antrim | 309104 | 441180 | Withdrawn | 2014/15 | 2014-04-16 |  |  | Withdrawn
I/2013/0188/F | 2013-06-21 | Mid Ulster | Wind farm | Planning application to amend the previously approved Beltonanean Mountain Wind Turbine (Planning Ref I/2010/0211/F) by relocating the turbine 54 metres to the north/northwest from the previously approved position; increasing the overall base to blade tip height to 119 metres; and with the addition of a proposed new electrical substation with underground electrical cables and communication lines connecting the wind turbine to electrical substation. | Beltonanean Mountain Beltonanean Townland Cookstown Co Tyrone | 271741 | 382548 | Refused | 2014/15 | 2015-01-28 |  |  | Refused
K/2013/0290/F | 2013-06-21 | Fermanagh and Omagh | Single wind turbine | Erection of 1 no. 150kw Nordtank Wind Turbine (30m hub height and 25m rotor diameter) to serve as primary power source for recycling/waste recovery facility on site. | Lands 250m North East of 286 Drumnakilly Road Carrickmore Omagh | 259191 | 373451 | Approved | 2014/15 | 2014-10-07 |  |  | Approved
L/2013/0351/F | 2013-06-21 | Fermanagh and Omagh | Single wind turbine | Proposed 250kW wind turbine with a maximum hub height of 42.3m and a maximum tip height of 61.8m, temporary anemometer mast, NIE kiosk and associated ancillary development | Approximately 610m South-East of No. 14 Foxhill Road Ballydoolagh Enniskillen | 229380 | 347480 | Approved | 2013/14 | 2014-02-11 |  |  | Approved
L/2013/0352/F | 2013-06-21 | Fermanagh and Omagh | Single wind turbine | Proposed 250kW wind turbine with a maximum hub height of 42.3m and a maximum tip height of 61.8m, temporary anemometer mast, NIE kiosk and associated ancillary development | Approximately 550m South-West of no. 71 Molly Road Doon Derrylin | 225149 | 326042 | Withdrawn | 2014/15 | 2014-04-10 |  |  | Withdrawn
L/2013/0353/F | 2013-06-21 | Fermanagh and Omagh | Single wind turbine | Proposed installation of a wind turbine on a tubular tower of up to 41.5m Height with blades up to 56m (to tip height) | Lands 408m West of 65 Nutfield Road Munville Lisnaskea BT92 0QU | 236605 | 335540 | Withdrawn | 2013/14 | 2014-03-05 |  |  | Withdrawn
L/2013/0354/F | 2013-06-21 | Fermanagh and Omagh | Single wind turbine | Proposed installation of a wind turbine on a tubular tower of up to 41.5m height with blades up to 56m (to tip height) | Lands 190m North of Townview farm Coa Road Breagho Enniskillen BT74 4AA. | 226567 | 348113 | Approved | 2013/14 | 2014-03-27 |  |  | Approved
H/2013/0235/F | 2013-06-24 | Mid Ulster | Single wind turbine | Single wind turbine, access and ancillary works. Turbine hub height 46m and rotor diameter 30m. | Lands 300 metres south east of 69 Creagh Road Creagh | 296418 | 390658 | Approved | 2014/15 | 2014-04-10 |  |  | Approved
P/2013/0460/F | 2013-06-24 | Newry, Mourne and Down | Single wind turbine | 225kW wind turbine with 29m Rotor diameter and 30m hub height for electricity production. | 150m West of Beatties Recycling Quarter Road Camlough BT35 7EY | 303548 | 328445 | Refused | 2014/15 | 2015-01-20 |  |  | Refused
C/2013/0243/F | 2013-06-25 | Causeway Coast and Glens | Single wind turbine | Replacement of existing turbine measuring 33m hub height with a new wind turbine measuring 40m to the hub, with 13.5m Blades. | 190m NE of 45 Dullaghy Road Garvagh BT51 5PB. | 287074 | 413143 | Approved | 2013/14 | 2013-08-23 |  |  | Approved
K/2013/0292/F | 2013-06-25 | Fermanagh and Omagh | Single wind turbine | Erection of a single wind turbine, 32.3m hub height with 16m blades (250kw output) | Lands 465m NE of 21 Finmill Road Sixmilecross | 259696 | 367693 | Approved | 2013/14 | 2014-01-28 |  |  | Approved
M/2013/0289/F | 2013-06-25 | Mid Ulster | Single wind turbine | A wind turbine comprising a configuration of one up to 65m tower and three up to 22m blades, associated transformer, track creation and electric cabling | 440m NNW of 93a Aghentaine Road Killygordon Fivemiletown | 242550 | 351527 | Approved | 2014/15 | 2014-09-23 |  |  | Approved
M/2013/0291/F | 2013-06-25 | Mid Ulster | Single wind turbine | A wind turbine comprising a configuration of one up to 65m tower and three up to 22m blades, associated transformer, track creation and electric cabling | 298m north of 93a Aghintain Road Killygordon Fivemiletown BT75 0RW | 243108 | 351681 | Approved | 2014/15 | 2014-09-23 |  |  | Approved
P/2013/0470/F | 2013-06-25 | Newry, Mourne and Down | Single wind turbine | Erection of wind turbine with a hub height of 31 metres (to rotor centre) and a rotor diameter of 29 metres (extending to a total height of 45.5 metres to tip) with a maximum output not exceeding 225kW. Access provision via a section of existing laneway, off Agincurk Road, from a point 190 metres east of No. 42 Aghincurk Road. | 397m North/ North East of 15 Lower Aghincurk Rd Newtownhamilton BT350AS | 296375 | 331910 | Withdrawn | 2014/15 | 2014-12-03 |  |  | Withdrawn
A/2013/0308/F | 2013-06-26 | Derry and Strabane | Single wind turbine | Single wind turbine (30m tower height) | 340m East of 74 Ballynamore Road Cross Derry and accessing off Slaughtmanus Road | 251606 | 413406 | Approved | 2015/16 | 2015-07-07 |  |  | Approved
P/2013/0471/F | 2013-06-26 | Newry, Mourne and Down | Single wind turbine | Erection of 1 No. 225kW Wind Turbine with a hub height of 40m. | 380m South of 20 Levin Road Newtownhamilton. | 297386 | 327798 | Refused | 2014/15 | 2015-01-20 |  |  | Refused
A/2013/0310/F | 2013-06-27 | Derry and Strabane | Single wind turbine | Erection of single wind turbine - 32.3 hub height with 16m blades (250kw output) | Lands 585m east of 41 Straid Road Claudy | 260139 | 404247 | Approved | 2013/14 | 2013-11-18 |  |  | Approved
G/2013/0234/F | 2013-06-27 | Mid and East Antrim | Single wind turbine | Proposed 225kw wind turbine with mast height of 31m and 27m Rotar diameter to generate electricity for export to grid | Approx 175m West of 170 Doury Road Ballymena | 310109 | 406438 | Withdrawn | 2015/16 | 2015-06-26 |  |  | Withdrawn
G/2013/0235/F | 2013-06-27 | Mid and East Antrim | Single wind turbine | Proposed 225Kw wind turbine with mast height of 31m and 27m Rotar diameter to generate electricity for export to grid | Approx 150m East 0f 204 Doury Road Ballymena | 310240 | 406902 | Approved | 2015/16 | 2016-02-03 |  |  | Approved
G/2013/0237/F | 2013-06-27 | Mid and East Antrim | Single wind turbine | Proposed 225Kw wind turbine with mast height of 31m and 27m rotar diameter to generate electricity for export to grid | Approx 65m north of 109 Crankill Rd Ballymena accessing onto Loughmegarry Rd Ballymena | 307658 | 410151 | Refused | 2014/15 | 2014-11-05 |  |  | Refused
K/2013/0296/F | 2013-06-27 | Fermanagh and Omagh | Single wind turbine | Erection of single wind turbine - 32.3m hub height with 16m blades (250kw output) | Lands 560m south east of 21 Finmill Road Sixmilecross | 259794 | 367475 | Approved | 2013/14 | 2014-01-28 |  |  | Approved
L/2013/0362/F | 2013-06-27 | Fermanagh and Omagh | Single wind turbine | Proposed 150KW wind turbine with mast height 40 M X 27 M diameter rotar to generate electricity for export to grid and to existing business, in substitution of L/2012/0549/F for previously approved 250 KW wind turbine with mast, turbine to be repositioned 45 M south east of previously approved position and accessed via alternative existing farm lane. | Approx 360m South of Woodhill Hunting Lodge Irvinestown Fermanagh | 223964 | 355350 | Approved | 2013/14 | 2013-10-29 |  |  | Approved
O/2013/0273/F | 2013-06-27 | Armagh, Banbridge and Craigavon | Single wind turbine | Erection of single wind turbine on a tubular tower of up to 30m height with blades up to 40.5 (to tip height) (Amended Plan and Additional Information) | Lands 98m South East of 15 Listrakelt Road Derrynoose Armagh BT603DP | 278654 | 331507 | Refused | 2015/16 | 2016-01-25 |  |  | Refused
U/2013/0193/F | 2013-06-27 | Antrim and Newtownabbey | Single wind turbine | A Single wind turbine with a tower height of 40m and a max output of 250kw | Approx 190m SW of 40 Belfast Road Ballynure | 331607 | 392110 | Approved | 2014/15 | 2014-05-23 |  |  | Approved
C/2013/0248/F | 2013-06-28 | Causeway Coast and Glens | Wind farm | Erection of wind farm and associated infrastructure comprising: 21 no. three-bladed, horizontal axis wind turbines each with a maximum tip height of 125m, associated transformers and foundations, crane hardstandings; internal site access tracks: spoil and peat deposition areas; control building and temporary construction compound; and all ancillary works | lands at Windy Hill Co Londonderry in the townlands of Gortmore Avish Ballyhacket and Altikeeragh approximately 2km west of Ballyhackett Lane Castlerock Co Londonderry BT51 4SU | 273065 | 433234 | Withdrawn | 2016/17 | 2016-07-31 |  |  | Withdrawn
G/2013/0243/F | 2013-06-28 | Mid and East Antrim | Single wind turbine | Replacement of Existing 20KW Wind Turbine with 1 No. 225KW Wind Turbine with a Hub Height of 30m | 164m North West of 51 Ballylig Road Broughshane | 318350 | 409703 | Refused | 2014/15 | 2014-11-24 |  |  | Refused
K/2013/0299/F | 2013-06-28 | Fermanagh and Omagh | Single wind turbine | Installation of a 250kw wind turbine with 30m tower and 29m blade span, to serve farm, home, local family homes and any excess to the grid | 80m NE of 199 Whitebridge Rod Cloghfin Sixmilecross Co Tyrone BT79 9EG | 262111 | 366633 | Approved | 2014/15 | 2014-07-02 |  |  | Approved
F/2013/0153/F | 2013-07-01 | Mid and East Antrim | Single wind turbine | Proposed 1 no. 150KW Wind Turbine with a hub height of 30m and access lane to replace existing jacobs wind turbine at 300m NE of 275 Middle Road, Islandmagee | Approx. 300m NE of 275 Middle Road Islandmagee Larne BT40 3TG | 347701 | 397626 | Approved | 2013/14 | 2013-11-26 |  |  | Approved
J/2013/0182/F | 2013-07-01 | Derry and Strabane | Single wind turbine | Erection of a 250kw wind turbine with a tower height of 40m | Approx 370m south east of 165 Dunnyboe Road Donemana Strabane | 247279 | 398330 | Approved | 2014/15 | 2014-12-09 |  |  | Approved
K/2013/0302/F | 2013-07-01 | Fermanagh and Omagh | Single wind turbine | Installation of a 250kw wind turbine with 40m tower and 29m blade span, to serve home, local family homes, and any excess to the grid. | 700m SW of 82 Rock road Beragh Omagh | 250619 | 365841 | Approved | 2014/15 | 2014-09-11 |  |  | Approved
K/2013/0303/F | 2013-07-01 | Fermanagh and Omagh | Single wind turbine | Provision of 225kw wind turbine with 32m hub height,14m blades to facilitate existing farm business at 150 Doogary Rd and existing café business as A5 Stores 135 Curr Road with excess transported to Grid | 350m N E of 150 Doogary Road Beragh Omagh | 248975 | 367818 | Approved | 2015/16 | 2015-06-30 |  |  | Approved
X/2013/0299/F | 2013-07-01 | Ards and North Down | Single wind turbine | A single wind turbine with a base height of 40m and rotor diameter of 33m | Approx 274m SE of Ballyeasborough Road Kircubbin | 363815 | 359561 | Approved | 2014/15 | 2014-04-10 |  |  | Approved
J/2013/0183/F | 2013-07-02 | Derry and Strabane | Single wind turbine | The proposed development consists of a single wind turbine extension to the operational Church Hill Wind Farm (J/2005/0358/F). The proposal includes for the erection of 1 no wind turbine with a base to blade-tip height of 99.5m, a wind turbine transformer located internally or underground, a turbine hardstand, the upgrade of an existing access track and construction of a section of new access track, drainage management measures, underground communication and electrical cables linking the proposed turbine with the operational Church Hill Wind Farm, and all associated works and ancillary developments. | Meenamullan Townland Church Hill Killeter Strabane DC Co Tyrone | 218363 | 378347 | Approved | 2019/20 | 2019-04-08 |  |  | Approved
O/2013/0282/F | 2013-07-02 | Armagh, Banbridge and Craigavon | Single wind turbine | Proposed erection of a wind turbine with a 40m hub height and a 30m rotor diameter with a max output not exceeding 250kW. | 323m South East of 26 Derrynaught Road Armagh | 293856 | 342850 | Approved | 2014/15 | 2014-08-22 |  |  | Approved
P/2013/0492/F | 2013-07-02 | Newry, Mourne and Down | Single wind turbine | Proposed erection of a wind turbine with a 30m hub height and a 30m rotor diameter (extending to a total height of 45m's to tip of blade) with a max output not exceeding 250kW | 552m North/North West of 7 Carrogs Road Newry Co Down. | 312406 | 324594 | Withdrawn | 2013/14 | 2013-11-13 |  |  | Withdrawn
Q/2013/0223/F | 2013-07-02 | Newry, Mourne and Down | Single wind turbine | Proposed erection of a Wind Turbine with a 30m Hub height and a 30m Rotor diameter with a max output not exceeding 250KW | 352m South / South West of 45 Drin Road Dromara Co.Down BT25 2LE | 329433 | 347250 | Approved | 2014/15 | 2014-07-09 |  |  | Approved
R/2013/0304/F | 2013-07-02 | Newry, Mourne and Down | Single wind turbine | Proposed erection of a wind turbine with a 30m hub height and a 30m rotor diameter with a max output not exceeding 250kw (amended proposal). | 215m South East of 14 Mountview Road Ballynahinch BT24 8JR. | 335495 | 350320 | Approved | 2014/15 | 2014-06-27 |  |  | Approved
C/2013/0260/F | 2013-07-04 | Causeway Coast and Glens | Single wind turbine | Proposed erection of a wind turbine with a 30m hub height and a 30m rotor diameter with a max output not exceeding 250kw | 455m North West of 15 Mullan Road Kilrea Co Derry BT51 5XA | 290606 | 415419 | Approved | 2013/14 | 2014-01-17 |  |  | Approved
H/2013/0249/F | 2013-07-04 | Mid Ulster | Single wind turbine | Proposed 250KW Wind Turbine with a Hub Height of 40m to Supplement Farm Business with Excess Sold to Grid | 160m North West of 16 Carmean Road Moneymore | 286336 | 386912 | Approved | 2014/15 | 2014-12-11 |  |  | Approved
K/2013/0306/F | 2013-07-04 | Fermanagh and Omagh | Single wind turbine | Proposed 30m wind turbine to serve grid - (225kw) (reduced turbine height) | Lands 250m nw of 53 Loughmallon Road Creggan Omagh | 263463 | 376778 | Approved | 2014/15 | 2015-03-10 |  |  | Approved
O/2013/0288/F | 2013-07-04 | Armagh, Banbridge and Craigavon | Single wind turbine | Proposed Endurance 55kW E3120 Wind Turbine on Tubular Tower to support existing farm business. | Approx 158m SSW of 151 Battleford Rd Armagh BT318BT | 281814 | 348016 | Withdrawn | 2013/14 | 2013-11-04 |  |  | Withdrawn
H/2013/0253/F | 2013-07-05 | Mid Ulster | Single wind turbine | Proposed Wind Turbine (250kw - 40m to hub with 31m dia.rotors) | Approx. 525m NW of No. 150 Tirkane Road Maghera | 281714 | 404087 | Refused | 2017/18 | 2017-07-06 |  |  | Refused
G/2013/0256/F | 2013-07-08 | Mid and East Antrim | Single wind turbine | Single wind turbine, access and ancillary works. Turbine hub height 46m and rotar diameter 30m | Land approximately 385metres North East of 143 Old Ballymoney Road Ballymena | 309956 | 405542 | Approved | 2013/14 | 2013-12-19 |  |  | Approved
J/2013/0185/F | 2013-07-08 | Derry and Strabane | Single wind turbine | Proposed Single Wind Turbine (30m Hub Height) | Approx 280m South of 35 Conthem Road Strabane | 236961 | 392994 | Withdrawn | 2014/15 | 2014-08-28 |  |  | Withdrawn
L/2013/0387/F | 2013-07-08 | Fermanagh and Omagh | Single wind turbine | Proposed 250KW Turbine with hub height of 30m and rotor diameter of 27m | 303m South of 97 Leighan Road Leighan Enniskillen. | 215054 | 350000 | Refused | 2014/15 | 2014-12-29 |  |  | Refused
M/2013/0312/F | 2013-07-08 | Mid Ulster | Single wind turbine | Proposed Endurance 55kw E3120 wind turbine on tubular tower to support existing farm business | Approx 147m SW of 51 Drumflugh Road Dungannon | 279866 | 352775 | Approved | 2014/15 | 2014-07-31 |  |  | Approved
X/2013/0308/F | 2013-07-08 | Ards and North Down | Single wind turbine | A single wind turbine with a base height og 40m and blade lenght of 19.5 | Approx 305 East of 209 Abbey Road Newtownards | 358932 | 374291 | Approved | 2013/14 | 2014-01-20 |  |  | Approved
R/2013/0314/F | 2013-07-09 | Newry, Mourne and Down | Single wind turbine | 1 No. 250KW Wind turbine with a hub height of 40m | 355m North of 11 Clanmaghery Road Downpatrick | 347438 | 336720 | Refused | 2013/14 | 2014-02-27 |  |  | Refused
K/2013/0317/F | 2013-07-10 | Fermanagh and Omagh | Single wind turbine | Proposed 250kw wind turbine with mast height of 40m and a 31m rotor diameter to generate electricity for export to the grid | Approx 320m NW of 109 Gillygooley Road Drumquin | 237410 | 373697 | Approved | 2013/14 | 2013-11-07 |  |  | Approved
L/2013/0392/F | 2013-07-10 | Fermanagh and Omagh | Single wind turbine | Re-locate wind turbine to approx 100m south of location approved under L/2010/0899/F with increase in hub height from 35m to 40m and increase in blade diameter from 29m to 31m (electricity exported to grid). | Garraroosky Newtownbutler Co. Fermanagh. | 239163 | 328301 | Approved | 2014/15 | 2014-05-08 |  |  | Approved
L/2013/0394/F | 2013-07-10 | Fermanagh and Omagh | Single wind turbine | Erection of 1no. 250kw wind turbine with 40m hub height, 31m diameter blade (electricity exported to the grid) | 470m North East of 50 The Kids Road Garraroosky Newtownbutler. | 239025 | 328436 | Approved | 2014/15 | 2014-05-01 |  |  | Approved
K/2013/0318/F | 2013-07-11 | Fermanagh and Omagh | Single wind turbine | Proposed installation of a wind turbine on a tubular tower with blade tip height up to 57.8m with associated switch room | 710m North/North West of 12 Killins Road Omagh | 252022 | 377475 | Approved | 2014/15 | 2014-09-10 |  |  | Approved
O/2013/0304/F | 2013-07-11 | Armagh, Banbridge and Craigavon | Single wind turbine | Proposed installation of a Wind Turbine on a Tubular Tower- with blade tip height up to 48.5m with associated switch room. (amended description) | 235Mts North of No.44 Crewmore Road Poyntzpass- Armagh BT35 6RJ | 302545 | 338879 | Approved | 2014/15 | 2014-10-09 |  |  | Approved
J/2013/0189/F | 2013-07-16 | Derry and Strabane | Single wind turbine | Proposed 250kw wind turbine in substitution of approved wind turbine J/2010/0334/F | 330m SE of 16 Keenaghan Road Artigarvan Strabane | 239547 | 399089 | Approved | 2015/16 | 2015-10-01 |  |  | Approved
L/2013/0400/F | 2013-07-16 | Fermanagh and Omagh | Single wind turbine | Proposed installation of a wind turbine on a tubular tower of up to 41.5m height with blades up to 56m (to tip height) | Lands 103m South of 49 Drumshimuck Road Derrylin Fermanagh BT92 9GA | 229131 | 324661 | Approved | 2013/14 | 2014-01-31 |  |  | Approved
M/2013/0323/F | 2013-07-16 | Mid Ulster | Single wind turbine | Proposed wind turbine with max output of 250kw with max tower height of 40m and 31m diameter rotor | 280m south west of 47 Shanmaghry Road Pomeroy Dungannon | 271314 | 368407 | Withdrawn | 2013/14 | 2013-09-05 |  |  | Withdrawn
O/2013/0308/F | 2013-07-16 | Armagh, Banbridge and Craigavon | Single wind turbine | Proposed installation of a wind turbine (not to exceed 250kw) on a tubular tower of up to 41.5m height with blades up to 56.5m (to tip height) | 390m NE of 68 Mullyard Road Crossbane Keady Co Armagh BT60 3HQ | 281174 | 329515 | Approved | 2014/15 | 2014-05-27 |  |  | Approved
O/2013/0311/F | 2013-07-16 | Armagh, Banbridge and Craigavon | Single wind turbine | Proposed installation of a wind turbine on a tubular tower of up to 41.5m height with blades up to 56m (to tip height) | Lands 220m North of 128 Clay Rd Crossdened Keady Armagh BT603QX | 284846 | 330017 | Withdrawn | 2013/14 | 2014-03-25 |  |  | Withdrawn
D/2013/0095/F | 2013-07-17 | Causeway Coast and Glens | Single wind turbine | Proposed Endurance 55kw E3120 Wind Turbine (24.6m hub height) on Tubular Tower to support Existing Farm Business. | Approx. 250m ENE of 100 Coolkeeran Road Armoy Ballymoney Co. Antrim BT53 8YE. | 308301 | 427073 | Withdrawn | 2013/14 | 2014-01-31 |  |  | Withdrawn
G/2013/0267/F | 2013-07-17 | Mid and East Antrim | Single wind turbine | Amendment to planning approval G/2011/0434/F for change of wind turbine type. Hub height to increase by 5 metres to 46 metres and rotor diameter by 1 metre to 30 metres | Lands 175 metres North West of 90 Woodside Road Ballymena | 314398 | 403555 | Approved | 2013/14 | 2013-10-16 |  |  | Approved
I/2013/0222/F | 2013-07-17 | Mid Ulster | Single wind turbine | Existing Gala wind turbine to be decommissioned and replaced with an Endurance E3120 wind turbine 100kw maximum on current location to support existing hire business. | Approx 165m South of 11a Killycolp Road Cookstown | 280938 | 374388 | Approved | 2014/15 | 2014-11-05 |  |  | Approved
M/2013/0334/F | 2013-07-17 | Mid Ulster | Single wind turbine | Proposed erection of a wind turbine with a 30m hub height and a 30m rotor diameter with a max output not exceeding 250kw | 307m North West of 55 Mullyneill Road Caledon Co Tyrone BT68 4XX | 274610 | 351157 | Approved | 2013/14 | 2013-08-23 |  |  | Approved
Q/2013/0237/F | 2013-07-17 | Armagh, Banbridge and Craigavon | Single wind turbine | Proposed installation of a 150kw wind turbine (substitution of existing planning approval Ref No Q/2011/0297/F) with blade tip height up to 48.5m with associated switch room. | 255 metres South of No 18 Levallyreagh Rd Dromara Dromore BT252DG | 328361 | 348105 | Approved | 2014/15 | 2014-08-18 |  |  | Approved
L/2013/0409/F | 2013-07-18 | Fermanagh and Omagh | Single wind turbine | Erection of 250kw wind turbine (32.3m hub height, 32m blades). | Approx 500m SE of 96 Grogey Road Fivemiletown. | 245602 | 342101 | Approved | 2013/14 | 2014-02-24 |  |  | Approved
L/2013/0413/F | 2013-07-18 | Fermanagh and Omagh | Single wind turbine | Proposed installation of a wind turbine on a tubular tower of up to 40m height with blades up to 54.8 (to tip height). | Lands 376m south of Ballagh Road Kilturk North Lisnaskea Fermanagh BT92 5DZ | 241721 | 331268 | Withdrawn | 2014/15 | 2014-10-07 |  |  | Withdrawn
M/2013/0328/F | 2013-07-18 | Mid Ulster | Single wind turbine | Erection of a 250kw wind turbine (30m hub height, 30m blades) | 200m NW of 39 Kilsannagh Lane Dungannon | 276439 | 352341 | Approved | 2013/14 | 2014-02-21 |  |  | Approved
O/2013/0316/F | 2013-07-18 | Armagh, Banbridge and Craigavon | Single wind turbine | ``Proposed installation of a Wind Turbine on a tubular tower of up to 41.5m height with blades up to 55.6m (to tip height) (additional bat survey information) | Lands 125m South West of 21 Cabragh Road Tandragee Co. Armagh BT62 2HL | 300336 | 344726 | Refused | 2015/16 | 2015-10-28 |  |  | Refused
A/2013/0352/F | 2013-07-22 | Derry and Strabane | Single wind turbine | Erection of single wind turbine - 32.3m hub height with 16m blades (250kw output) | Lands 350m East of 62 Rushall Road Ardmore Londonderry | 244673 | 411024 | Approved | 2014/15 | 2014-04-15 |  |  | Approved
G/2013/0274/F | 2013-07-22 | Mid and East Antrim | Single wind turbine | Erection of Single Wind Turbine - 30m Hub Height with 14.55m Blades (225kw output) | Lands 175m North of 117 Deerfin Road Broughshane | 318834 | 401081 | Refused | 2016/17 | 2016-04-13 |  |  | Refused
K/2013/0331/F | 2013-07-22 | Fermanagh and Omagh | Single wind turbine | Proposed installation of a wind turbine on a tubular tower of up to 41.5m height with blades up to 56m (to tip height) | Lands 330m north west of 18 Lettery Road Lettery Dromore | 229221 | 365782 | Approved | 2013/14 | 2013-11-29 |  |  | Approved
L/2013/0427/F | 2013-07-25 | Fermanagh and Omagh | Single wind turbine | Erection of 250KW wind turbine (32.3m hub height, 32m diameter blades) | 560m NE of 142 Cooneen Road Fivemiletown BT75 0NH | 246390 | 343953 | Approved | 2013/14 | 2014-01-10 |  |  | Approved
L/2013/0428/F | 2013-07-25 | Fermanagh and Omagh | Single wind turbine | Proposed installation of a wind turbine on a tubular tower of up to 41.5m height with blades up to 56m (to tip height) | Lands 265m North East of 63 Molly Road Doon Derrylin BT92 9LN. | 225971 | 326907 | Refused | 2014/15 | 2015-01-13 |  |  | Refused
X/2013/0328/F | 2013-07-26 | Ards and North Down | Single wind turbine | Erection of a 259kw wind turbine (Hub height 32m, Blade Diameter 32m) | 410m to North East of 225 Belfast Road Dundonald BT16 1UE | 344654 | 375000 | Withdrawn | 2013/14 | 2014-02-05 |  |  | Withdrawn
R/2013/0339/F | 2013-07-29 | Newry, Mourne and Down | Single wind turbine | Erection of 1 No. 250kw wind turbine with hub height of 40m | 530m NW of 21 Downpatrick Road Killough | 353062 | 338185 | Approved | 2014/15 | 2014-07-04 |  |  | Approved
F/2013/0163/F | 2013-07-30 | Mid and East Antrim | Single wind turbine | Erection of Single Wind Turbine 32.3m Hub Height with 16m Blades (250kw Output) | Lands 380m North West of 30 Hannas Road Larne | 337506 | 402995 | Approved | 2013/14 | 2013-12-11 |  |  | Approved
L/2013/0435/F | 2013-07-30 | Fermanagh and Omagh | Single wind turbine | Proposed installation of a wind turbine on a tubular tower of up to 30m height with blades up to 44.5m (to tip height). (Acoustic Report Submitted) | Lands 336m North of 15 Carrickyheenan Road Brookeborough. BT94 4EW. | 239208 | 340857 | Approved | 2014/15 | 2014-12-03 |  |  | Approved
L/2013/0436/F | 2013-07-30 | Fermanagh and Omagh | Single wind turbine | Proposed installation of a wind turbine (not to exceed 250kw) on a tubular tower of up to 41.5m height with blades up to 56m (to tip height). | Lands 362m North East of 86 Grogey Road Corlacky Fivemiletown BT75 0NS. | 244986 | 343552 | Approved | 2014/15 | 2014-05-29 |  |  | Approved
Y/2013/0208/F | 2013-07-30 | Lisburn and Castlereagh | Single wind turbine | Proposed installation of a wind turbine on a tubular tower of up to 36.6m height with blades up to 45.6m (to tip height). | Lands 140m North East of 55 Oughly Road Saintfield BT24 7DB. | 338380 | 361487 | Withdrawn | 2013/14 | 2013-12-17 |  |  | Withdrawn
F/2013/0164/F | 2013-07-31 | Mid and East Antrim | Single wind turbine | A Single Wind Turbine with a Base Height of 30m and a Blade Length of 16.5m - 250KW | Approx 553m South of 68 Ballyvaddy Road Carnlough | 328255 | 412236 | Approved | 2013/14 | 2014-02-19 |  |  | Approved
K/2013/0338/F | 2013-07-31 | Fermanagh and Omagh | Single wind turbine | Proposed 250kw wind turbine with mast height of 40m and a 31m rotor diameter to generate electricity for export to the grid | Approx 230m NE of 100 Sluggan Road Pomeroy | 265676 | 370086 | Approved | 2014/15 | 2014-10-24 |  |  | Approved
B/2013/0173/F | 2013-08-01 | Causeway Coast and Glens | Single wind turbine | Proposed endurance 55KW E3120 wind turbine on tubular tower to support existing farm business. | Approx 170m WNW of 80 Broighter Road Limavady. | 264294 | 425346 | Withdrawn | 2013/14 | 2013-12-16 |  |  | Withdrawn
L/2013/0447/F | 2013-08-01 | Fermanagh and Omagh | Single wind turbine | Erection of 1no. 20kw - 500kw wind turbine. Hub height 41.5. | 260m NE of 90 Tonyglaskin Road Letterbailey Tempo. BT94 3NU. | 237004 | 353729 | Withdrawn | 2014/15 | 2014-09-08 |  |  | Withdrawn
O/2013/0332/F | 2013-08-01 | Armagh, Banbridge and Craigavon | Single wind turbine | Proposed Erection of a Wind Turbine with a 30m Hub Height and a 30m Rotor Diameter with a max output not exceeding 250Kw | 558m South-East of 35 Tullynawood Road Co Armagh | 286048 | 330684 | Withdrawn | 2013/14 | 2013-11-13 |  |  | Withdrawn
K/2013/0341/F | 2013-08-02 | Fermanagh and Omagh | Single wind turbine | Erection of 1 no 250kw wind turbine with hub height of 42m | Site approx 530m south south east of 54 Dervaghroy Road Beragh BT79 0TJ | 252300 | 366289 | Approved | 2014/15 | 2014-05-30 |  |  | Approved
U/2013/0231/F | 2013-08-02 | Antrim and Newtownabbey | Single wind turbine | Proposed installation of a wind turbine on a tubular tower of up to 41.5m height with blades up to 56m (to tip height) | Lands 343m North West of 36 Old Carrick Road Ballyhowne Newtownabbey BT37 0UE | 333693 | 385892 | Approved | 2014/15 | 2014-05-15 |  |  | Approved
C/2013/0305/F | 2013-08-05 | Causeway Coast and Glens | Single wind turbine | A single wind turbine with a hub height of 30m and a max output of 250w. | Approx. 465m SW of 203 Ballybogey Road Bushmills Co. Antirm BT57 8UH | 290739 | 437721 | Approved | 2014/15 | 2014-05-01 |  |  | Approved
L/2013/0449/F | 2013-08-05 | Fermanagh and Omagh | Single wind turbine | Erection of 1 No. 20kW - 250kW wind turbine, hub height 40m, including underground connection to national grid. | Lands 335m west of 160 Boho Road Dooletter Townland Boho Enniskillen BT74 5BP | 210139 | 342732 | Approved | 2014/15 | 2014-08-19 |  |  | Approved
T/2013/0250/F | 2013-08-05 | Antrim and Newtownabbey | Single wind turbine | Erection of 1 no. 250KW wind turbine with a hub height of 40m. | 220m SW of 49 Greenhill Road Belfast | 326376 | 376528 | Approved | 2014/15 | 2014-05-09 |  |  | Approved
D/2013/0102/F | 2013-08-08 | Causeway Coast and Glens | Single wind turbine | Proposed Site for New 225kw Wind Turbine, with a Hub Height up to 31.5m and up to 46.5m to the Blade Tip complete with Control Room. | Approx. 252m North from 29 Bregagh Road Armoy Ballymoney Co. Antrim BT53 8YW. | 306154 | 430405 | Approved | 2014/15 | 2014-05-14 |  |  | Approved
M/2013/0355/F | 2013-08-08 | Mid Ulster | Single wind turbine | Erection of single wind turbine - 30m hub height with 30m blade diameter (250kw output) | Lands 425m south of 174 Omagh Road Ballygawley | 258100 | 359097 | Approved | 2013/14 | 2014-02-21 |  |  | Approved
A/2013/0384/F | 2013-08-09 | Derry and Strabane | Single wind turbine | Proposed installation of a wind turbine on a tubular tower - 33.3m hub with blade tip height up to 52.8m with associated switch room - amended plans. | 395mts West North West of No. 110 Sallowilly Road Claudy Co. Derry. | 253953 | 402493 | Approved | 2015/16 | 2015-06-19 |  |  | Approved
D/2013/0104/F | 2013-08-09 | Causeway Coast and Glens | Single wind turbine | 250kw Wind Turbine with 30m Hub Height and a 27m Blade Diameter. | 340m South West of 14 Friary Road Ballymoney Co. Antrim BT53 8XZ. | 306910 | 428405 | Approved | 2014/15 | 2015-03-24 |  |  | Approved
D/2013/0105/F | 2013-08-09 | Causeway Coast and Glens | Single wind turbine | Erection of Wind Turbine - 32.3m Hub Height with 16m Blades, 250kw Output. | 350m North East of 74 Glenbuck Road Dunloy Ballymena Co. Antrim BT44 9EL. | 301671 | 415821 | Withdrawn | 2014/15 | 2014-08-28 |  |  | Withdrawn
E/2013/0126/F | 2013-08-09 | Causeway Coast and Glens | Single wind turbine | A single wind turbine with a base height of 30m and a max output of 250kw | Approx. 316m SW of 21a Cloughs Road Ballymena | 320642 | 427603 | Approved | 2014/15 | 2014-08-11 |  |  | Approved
R/2013/0361/F | 2013-08-09 | Newry, Mourne and Down | Solar farm | Proposed 5.1MW Photovoltaic solar farm, sub-station and associated works | Land immediately north of No. 22 Tullynaskeagh Road Downpatrick BT30 7EU | 355016 | 342132 | Approved | 2013/14 | 2014-01-17 |  |  | Approved
M/2013/0367/F | 2013-08-12 | Mid Ulster | Single wind turbine | Erection of a 150kw wind turbine on a 24m monopole tower | Approx 270m ENE of 45 Skelgagh Road Dromore Middle Clogher | 248408 | 355493 | Approved | 2013/14 | 2014-03-26 |  |  | Approved
G/2013/0290/F | 2013-08-13 | Mid and East Antrim | Single wind turbine | Proposed erection of a wind turbine, 30 metre hub height (250kw) | Site located approximately 572 metres north north west of 55 Collin Road Ballyclare | 324877 | 396923 | Approved | 2014/15 | 2014-11-19 |  |  | Approved
L/2013/0464/F | 2013-08-13 | Fermanagh and Omagh | Single wind turbine | Proposed wind turbine (capacity up to 100kW) up to 35m hub height, 37m rotor diameter to serve applicants holding with surplus exported to grid. | Ely Island Enniskillen. | 219473 | 351029 | Withdrawn | 2016/17 | 2016-04-28 |  |  | Withdrawn
Q/2013/0264/F | 2013-08-13 | Newry, Mourne and Down | Single wind turbine | Proposed installation of a Wind Turbine on a tubular tower with hub height of 32m and blade diameter of 24.6m total height 44.3m. | Lands 174m East of 13 Ardglass Road Blackaderry Castlewellan Co Down. | 333023 | 341086 | Approved | 2014/15 | 2014-10-29 |  |  | Approved
Q/2013/0266/F | 2013-08-13 | Armagh, Banbridge and Craigavon | Single wind turbine | Installation of a 5kW Evance R9000 wind turbine on a 15m monopole with tip height of 17.75M. | 153m to the rear of 87A Diamond Road Dromore. | 321412 | 351018 | Approved | 2013/14 | 2014-02-12 |  |  | Approved
X/2013/0349/F | 2013-08-13 | Ards and North Down | Single wind turbine | Proposed installation of a Wind Turbine on a tubular tower of up to 32m height with blades up to 45.5m (to tip height). | Lands 384m North of 185 Main Road Ballyfrench Portavogie Co Down BT22 1DA. | 364812 | 362112 | Withdrawn | 2017/18 | 2017-09-12 |  |  | Withdrawn
K/2013/0355/F | 2013-08-14 | Fermanagh and Omagh | Single wind turbine | Proposed 225kw wind turbine with hub height of 30m | 415m NW of 21 Morris Road Crouck Greencastle | 263058 | 384674 | Refused | 2014/15 | 2014-04-08 |  |  | Refused
M/2013/0374/F | 2013-08-14 | Mid Ulster | Single wind turbine | Wind turbine (24m diameter x 30m high x 150kw) to generate electricity for farm business, any local requirements and excess to NIE grid | 220m south west of 33 Aghnagar Road Ballygawley Dungannon BT70 2HP | 268180 | 361987 | Approved | 2014/15 | 2014-04-10 |  |  | Approved
H/2013/0307/F | 2013-08-15 | Mid Ulster | Single wind turbine | Proposed Wind Turbine with a 40m Hub Height and 30m Rotor Diameter with a Maximum Output not Exceeding 250kw to Serve for Export to the Grid | 400m SW of No. 25 Brackagh Lane Moneymore | 282290 | 388945 | Withdrawn | 2017/18 | 2018-01-08 |  |  | Withdrawn
X/2013/0354/F | 2013-08-15 | Ards and North Down | Single wind turbine | Proposed erection of a wind turbine with a 40m hub height and a 30m rotor diameter with a max output not exceeding 250kw. | 243m south/south east of 189 Moss Road Millisle BT22 2DX. | 357711 | 375588 | Withdrawn | 2013/14 | 2014-01-28 |  |  | Withdrawn
O/2013/0353/F | 2013-08-16 | Armagh, Banbridge and Craigavon | Single wind turbine | Erection of Wind Turbine with a maximum output not exceeding 250Kw | 250m East of 92 Markethill Road Collone Armagh BT60 1LE | 291474 | 342210 | Withdrawn | 2013/14 | 2013-12-11 |  |  | Withdrawn
P/2013/0607/F | 2013-08-16 | Newry, Mourne and Down | Single wind turbine | Erection of wind turbine with a hub height of 30.4 metres (to rotor centre) and a rotor diameter of 29.1 metres (extending to a total height of 44.95 metres to tip) with a maximum output not exceeding 225kW, access provision (via existing laneway to No. 16 Carrickacullion Road with extended section to serve wind turbine), erection of turbine control room (cabinet) and NIE substation (cabinet), boundary fencing and ancillary works. Revised proposal date received 14 February 2014 involving a reduction in turbine hub height by 9.6 metres and reduction in overall height to rotor tip by 9.55 metres, with accompanying Noise Impact Assessment and details of electricity cabinets and boundary fencing. | 205 metres east/north-east of No.16 Carrickacullion Road Newtownhamilton | 294493 | 326480 | Withdrawn | 2017/18 | 2017-04-11 |  |  | Withdrawn
D/2013/0118/F | 2013-08-19 | Causeway Coast and Glens | Single wind turbine | Installation of a 250kw Wind Turbine with Tower Height of 30m, and a Blade Span of 30m accessed via the Existing Laneway. | Lands 280m South of 36 Rosnashane Road Ballymoney Co. Antrim BT53 7LA. | 294521 | 416308 | Approved | 2014/15 | 2014-06-06 |  |  | Approved
M/2013/0378/F | 2013-08-19 | Mid Ulster | Wind farm | Installation and commissioning of 2 no. small scale wind turbines (hub height 14.9m, tip height 21.5m) | 24 Killeeshill Road Dungannon | 270959 | 359668 | Approved | 2013/14 | 2013-11-20 |  |  | Approved
H/2013/0311/F | 2013-08-20 | Mid Ulster | Single wind turbine | 250kw windturbine with 30m hub height and a 27m blade diameter | 320m North of 10 Bogashen Road Portglenone | 293188 | 401471 | Withdrawn | 2015/16 | 2015-12-08 |  |  | Withdrawn
K/2013/0368/F | 2013-08-21 | Fermanagh and Omagh | Single wind turbine | Erection of a 150kw wind turbine with a tower height of 32.5m | Approx 320m SW of 23 Bencran Road Beragh | 252785 | 370577 | Approved | 2014/15 | 2014-10-10 |  |  | Approved
Q/2013/0271/F | 2013-08-21 | Newry, Mourne and Down | Single wind turbine | Erection of single wind turbine with a hub height of 37m and a rotor diameter of 39m (Total height 56.5m) | Approx 204m NW of 101 Slievenaboley Road Ballyward Co. Down | 327398 | 342906 | Withdrawn | 2013/14 | 2014-01-15 |  |  | Withdrawn
Q/2013/0272/F | 2013-08-21 | Newry, Mourne and Down | Single wind turbine | Erection of single wind turbine with a hub height of 37m and a rotor diameter of 39m (Total Height 56.5m) | Approx 312m SE of 45 Benraw Road Ballyward | 329083 | 341621 | Approved | 2013/14 | 2014-01-27 |  |  | Approved
S/2013/0475/F | 2013-08-21 | Lisburn and Castlereagh | Single wind turbine | Proposed erection of a wind turbine with a 30m hub height and 30 meter rotor diameter with a minimum output not exceeding 250kv (Noise Impact Assessment received) | 295m North West of 155 Saintfield Road Lisburn | 336407 | 360543 | Approved | 2014/15 | 2014-04-17 |  |  | Approved
I/2013/0262/F | 2013-08-22 | Mid Ulster | Single wind turbine | Application to vary planning approval I/2010/0487/F, to increase the tower height by 10m, blade length by 6.5m and with a max noise level of 104.7dBA | Approx 180m north west of 192 Coagh Road Stewartstown. | 286510 | 375288 | Approved | 2014/15 | 2014-06-24 |  |  | Approved
M/2013/0382/F | 2013-08-22 | Mid Ulster | Single wind turbine | Proposed installation of a wind turbine on a tubular tower of up to 41.5m high with blades up to 56m (to tip height) | Lands 260m SW of 11 Bolies Road Fivemiletown | 248732 | 352112 | Refused | 2014/15 | 2014-11-18 |  |  | Refused
K/2013/0374/F | 2013-08-27 | Fermanagh and Omagh | Single wind turbine | Proposed single wind turbine with a hub height of 40m and blade diameter of 30m, output not exceeding 250kw | 215m south of 3 Rockstown Road Carrickmore | 262089 | 372332 | Approved | 2015/16 | 2016-02-16 |  |  | Approved
V/2013/0125/F | 2013-08-27 | Mid and East Antrim | Single wind turbine | Proposed 250kw wind turbine with 30m hub height and 27m rotor diameter (Hub height reduced from 50m to 30m) | 420m North East of 155 Beltoy Road Ballycarry | 342569 | 394257 | Withdrawn | 2015/16 | 2015-12-11 |  |  | Withdrawn
H/2013/0327/F | 2013-08-29 | Mid Ulster | Single wind turbine | Proposed erection of a 225kw wind turbine with a tower height of 30m for connection into the grid (commercial) (amended turbine location) | 135m South East of 19 Loves Road Magherafelt | 290963 | 389538 | Approved | 2016/17 | 2016-04-18 |  |  | Approved
J/2013/0227/F | 2013-08-29 | Derry and Strabane | Single wind turbine | Proposed erection of a 225kw wind turbine with a tower height of 30m for connection into the Grid (commercial) | 335m north of 83 Cullvacullion Road Plumbridge | 248455 | 389447 | Withdrawn | 2013/14 | 2014-02-06 |  |  | Withdrawn
K/2013/0380/F | 2013-08-29 | Fermanagh and Omagh | Single wind turbine | Proposed 150kw wind turbine with mast height 30mx24m diameter rotor to generate electricity for export to grid in substitution of K/2011/0053/F for previously approved 250kw wind turbine with 30m mast turbine and 26m rotor diameter. Turbine to be repositioned approx 25m west of previously approved position and accessed via existing farm lane. | Approx 185m south east of 82 Ecclesville Road Fintona | 244979 | 360314 | Approved | 2013/14 | 2013-12-13 |  |  | Approved
P/2013/0643/F | 2013-08-29 | Newry, Mourne and Down | Single wind turbine | Erection of 1 no. 225kw wind turbine with 30m hub height. | 270m North West of 17 Barrons Hill Camlough BT357HJ. | 302343 | 328352 | Refused | 2014/15 | 2014-11-10 |  |  | Refused
P/2013/0664/F | 2013-08-29 | Newry, Mourne and Down | Single wind turbine | Erection of 1 no 225kw wind turbine with a 36m hub height | 180m south east of no 41 Carrickananny Road Whitecross | 299352 | 329711 | Refused | 2015/16 | 2015-11-25 |  |  | Refused
B/2013/0186/F | 2013-08-30 | Causeway Coast and Glens | Single wind turbine | Erection of a single wind turbine with hub height of 31.5m | 535m North of 132 Muldonagh Road Claudy Co Derry | 260082 | 410498 | Approved | 2013/14 | 2014-02-18 |  |  | Approved
M/2013/0390/F | 2013-08-30 | Mid Ulster | Single wind turbine | Proposed installation of a wind turbine on a tubular tower - with blade tip height up to 77.0m with associated switch room | 450m north east of no 7 Altmore Road Pomeroy Dungannon | 268580 | 368797 | Approved | 2014/15 | 2014-05-13 |  |  | Approved
Q/2013/0292/F | 2013-09-03 | Armagh, Banbridge and Craigavon | Single wind turbine | Erection of a wind turbine: 40m tower, 30m rotor, total height of 45m to blade tip. | 350m North West of 37 Flough Rd Banbridge BT323SX. | 317393 | 345872 | Withdrawn | 2013/14 | 2014-03-19 |  |  | Withdrawn
X/2013/0386/F | 2013-09-03 | Ards and North Down | Single wind turbine | Erection of a wind turbine, with a hub height of 37m and rotor diameter of 29m (amended proposal) | Lands approx 250m N/W of 135 Greyabbey Road Ballywalter BT22 2NY | 361362 | 368994 | Approved | 2015/16 | 2015-05-13 |  |  | Approved
E/2013/0135/F | 2013-09-04 | Causeway Coast and Glens | Single wind turbine | A single wind turbine up to 250kw with a maximum hub height of up to 37m and a maximum blade diameter of up to 27m, comprising proposed new access track of 4.0m width, turbine assembly area, NIE kiosk and all ancillary works and associated developments. | 682m NW of 59 Moyarget Road Carneatly Townland Ballycastle Co Antrim | 308695 | 439843 | Approved | 2014/15 | 2014-07-10 |  |  | Approved
S/2013/0502/F | 2013-09-04 | Lisburn and Castlereagh | Single wind turbine | Erection of a Bonus 150KW wind turbine hub height 30m | 200m North West of 47 Ballykine Road Ballynahinch | 331807 | 353609 | Approved | 2015/16 | 2015-12-18 |  |  | Approved
B/2013/0189/F | 2013-09-05 | Causeway Coast and Glens | Single wind turbine | Installation of a 250kw wind turbine with tower height of 30m and a blade span off 30m accessed via the existing laneway | Lands 360m south east of 59 Gortnagross Road Drumsurn | 271519 | 413369 | Approved | 2014/15 | 2015-01-06 |  |  | Approved
P/2013/0656/F | 2013-09-05 | Newry, Mourne and Down | Single wind turbine | Erection of a proposed turbine with a 40 metre hub height and a 30 metre rotor diameter with a max output not exceeding 250kw | 364 metres West of 49 Keadybeg Road Whitecross Armagh BT60 2SZ | 300068 | 331526 | Approved | 2014/15 | 2015-01-05 |  |  | Approved
P/2013/0662/F | 2013-09-05 | Newry, Mourne and Down | Single wind turbine | Erection of wind turbine with a hub height of 30 metres (to rotor centre) and a rotor diameter of 30 metres (extending to a total height of 45 metres from base to tip) with a maximum output not exceeding 250kW and provision of associated works. Access provision via existing agricultural laneway, off Dundalk Road, Newtownhamilton, from a point opposite the southern junction with Coach Road | 478 Metres West of 4 Cullyhanna Road Newtownhamilton Newry. | 292293 | 325360 | Withdrawn | 2015/16 | 2015-05-26 |  |  | Withdrawn
X/2013/0382/F | 2013-09-05 | Ards and North Down | Single wind turbine | Erection of a 30m tower 30m rotar wind turbine | 906m East of 131 Rubane Road Kircubbin Newtownards BT22 1AU | 364412 | 359640 | Withdrawn | 2014/15 | 2014-05-13 |  |  | Withdrawn
N/2013/0348/F | 2013-09-09 | Armagh, Banbridge and Craigavon | Single wind turbine | Erection of 1 No. 150kw Wind Turbine with a hub height of 24m (Amended Plans) | 250m South East of 64 Drumnabreeze Road Magheralin | 314545 | 356673 | Approved | 2013/14 | 2014-02-13 |  |  | Approved
A/2013/0443/F | 2013-09-10 | Derry and Strabane | Single wind turbine | Erection of 1 no 250kw wind turbine with hub height of 30m and rotor diameter of 27m | Lands 300 south east of no. 232 Tamnaherin Road Eglinton | 250487 | 413996 | Approved | 2015/16 | 2015-07-24 |  |  | Approved
Y/2013/0245/F | 2013-09-10 | Lisburn and Castlereagh | Single wind turbine | Erection of a single wind turbine generator, 30m to hub and 41.5m to blade tip, meter cabinet and associated infrastructure. Additional Information (Shadow Flicker Assessment) | Land 240m to the north west of 29 Lisnabreeny Road Belfast BT6 9SD | 337557 | 370304 | Refused | 2016/17 | 2016-04-15 |  |  | Refused
K/2013/0407/F | 2013-09-11 | Fermanagh and Omagh | Single wind turbine | Proposed 250kw wind turbine with a mast height of 40m and a rotor diameter to generate electricity for export to the grid | Approx 340m NW of 162 Crevenagh Road Omagh | 249564 | 368722 | Approved | 2014/15 | 2014-10-10 |  |  | Approved
K/2013/0415/F | 2013-09-11 | Fermanagh and Omagh | Single wind turbine | Proposed 250kw wind turbine with a mast height of 40m and a 31m rotor diameter to generate electricity for export to the grid | Approx 230m West of 41 Bodoney Road Trillick | 233796 | 354199 | Withdrawn | 2014/15 | 2015-02-12 |  |  | Withdrawn
L/2013/0516/F | 2013-09-13 | Fermanagh and Omagh | Single wind turbine | Proposed installation of a wind turbine on a tubular tower of up to 40m height with blades up to 54.8m (to tip height) | Lands 440m North West of 333 Dernawilt Road Roslea Co Fermanagh BT92 5DZ | 240977 | 331251 | Withdrawn | 2014/15 | 2014-10-07 |  |  | Withdrawn
F/2013/0187/F | 2013-09-16 | Mid and East Antrim | Single wind turbine | Erection of 1 no. 150kw Wind Turbine with a hub height of 30m | 100m North West of 27 Newlands Road Larne BT403LN | 340464 | 397791 | Approved | 2014/15 | 2014-08-19 |  |  | Approved
Q/2013/0305/F | 2013-09-16 | Armagh, Banbridge and Craigavon | Single wind turbine | Erection of single wind turbine - 32.3m hub height with 16m blades, and total height to blade tip of 48.3m (250kw output) . | Lands 200 metres South West of 73 Circular Road Banbridge | 317629 | 341899 | Approved | 2013/14 | 2014-03-03 |  |  | Approved
O/2013/0397/F | 2013-09-17 | Armagh, Banbridge and Craigavon | Single wind turbine | Erection of single wind turbine on a tubular tower with blade tip height up to 57.8m with associated switch room. (additional info) | 367metres east of no.12 Tullycallidy Road Armagh | 282139 | 342578 | Approved | 2014/15 | 2015-02-06 |  |  | Approved
P/2013/0689/F | 2013-09-19 | Newry, Mourne and Down | Single wind turbine | Erection of wind turbine with a hub height of 40 metres (to rotor centre) and a rotor diameter of 30 metres (extending to a total height of 54.9 metres to tip) with a maximum output not exceeding 250kW and associated site works. Access provision via existing agricultural laneway, off Aughanduff Road, from a point 100 metres north of No. 51 Aughanduff Road with improvements and widening. | Lands 400 metres north-west of No. 51 Aughanduff Road Mullaghbawn (as measured from northern point of reference address) | 297020 | 323923 | Approved | 2014/15 | 2014-11-19 |  |  | Approved
E/2013/0152/F | 2013-09-20 | Causeway Coast and Glens | Single wind turbine | Erection of Single Wind Turbine - 32.3 m Hub Height with 16m Blades. ( 250kw Output). | Lands 490m South East of 98 Cromaghs Road Armoy Ballymoney Co. Antrim BT53 8RB. | 309345 | 432688 | Withdrawn | 2013/14 | 2013-11-28 |  |  | Withdrawn
G/2013/0326/F | 2013-09-20 | Mid and East Antrim | Single wind turbine | Proposed 250kw (MAX) wind turbine with tower height of 30m with 29m rotor with associated cabling and switch gear. | Approx 390m South of 14 Shillanavogy Road Glenwherry | 325181 | 400409 | Approved | 2015/16 | 2016-01-22 |  |  | Approved
K/2013/0430/F | 2013-09-20 | Fermanagh and Omagh | Single wind turbine | Proposed installation of 1 no wind turbine on a tubular tower of up to 50m height with blades up to 77m (to tip height) | Lands 411m North East of 180 Cloghfin Road Cloghfin Sixmilecross Co Tyrone | 264129 | 365219 | Approved | 2015/16 | 2016-02-23 |  |  | Approved
K/2013/0431/F | 2013-09-20 | Fermanagh and Omagh | Single wind turbine | Proposed installation of 1 no wind turbine on a tubular tower of up to 50m height with blades up to 77m (to tip height) | Lands 540m south east of 180 Cloghfin Road Cloghfin Sixmilecross Co Tyrone BT79 9EQ | 264169 | 365116 | Approved | 2015/16 | 2016-02-23 |  |  | Approved
F/2013/0193/F | 2013-09-23 | Mid and East Antrim | Single wind turbine | Erection of 1 No. 150KW Wind Turbine with hub height of 30 m | 305m north east of 137 Low Road Island Magee | 346862 | 397999 | Withdrawn | 2014/15 | 2014-10-07 |  |  | Withdrawn
R/2013/0411/F | 2013-09-24 | Newry, Mourne and Down | Single wind turbine | Single wind turbine of 250kw maximum output with a tubular steel tower of 30 metres height and blade diameter of 30m total height 45 metres. | Lands 500m south east of 127 Crew Road Downpatrick BT30 7HB. | 356970 | 342726 | Approved | 2014/15 | 2014-11-05 |  |  | Approved
G/2013/0330/F | 2013-09-25 | Mid and East Antrim | Single wind turbine | Installation of a single wind turbine with a maximum hub height of 50m, maximum rotor diameter of 54m and a maximum total height of 77m; and a control cabin. | Lands 580m north east of no. 215 Doury Road Ballymena County Antrim BT43 6SS | 310538 | 407508 | Withdrawn | 2013/14 | 2013-10-10 |  |  | Withdrawn
L/2013/0529/F | 2013-09-25 | Fermanagh and Omagh | Single wind turbine | Erection of 1 No. 250kw wind turbine with 32m blade diameter and 40m hub height for farm use and surplus to be exported to grid. | 360m West of No 61 Ardvarny Road Ardvarney West Ederney Co Fermanagh BT93 1GS | 220929 | 363686 | Approved | 2014/15 | 2014-10-27 |  |  | Approved
J/2013/0254/F | 2013-09-26 | Derry and Strabane | Single wind turbine | Erection of a single wind turbine (30.4m hub height, 29.1m blade diameter) | 341m NW of 92 Berryhill Road Artigarvan | 240409 | 402072 | Approved | 2015/16 | 2015-06-25 |  |  | Approved
O/2013/0413/F | 2013-09-26 | Armagh, Banbridge and Craigavon | Single wind turbine | A single wind turbine with a base height of 40m and maximum power output of 250kw (Amended Plans) | Approx 175m East of 30 Redrock Road Collone Co.Armagh | 292315 | 340971 | Approved | 2014/15 | 2014-10-27 |  |  | Approved
K/2013/0446/F | 2013-09-27 | Fermanagh and Omagh | Single wind turbine | Proposed erection of a wind turbine 40m hub height, blade length 15m, overall height 55m | Approximately 255m south of 191 Termon Road Pomeroy BT79 9TA | 266481 | 371487 | Approved | 2014/15 | 2014-09-24 |  |  | Approved
K/2013/0448/F | 2013-09-27 | Fermanagh and Omagh | Single wind turbine | Erection of 225kw wind turbine at hub height of 41 metres for supply of electricity to compost facility in substitution of K/2010/0256. | Site 152m south east of 36 Liscabble Road Newtownstewart Omagh | 246072 | 385537 | Approved | 2014/15 | 2014-10-10 |  |  | Approved
R/2013/0417/F | 2013-09-27 | Newry, Mourne and Down | Single wind turbine | Proposed installation of a wind turbine on a tubular tower of up to 36.8m hub height with blades up to 48.6m (to tip height) | Lands 485m South East of 108 Loughlinisland Road Downpatrick | 344028 | 346546 | Approved | 2015/16 | 2016-03-25 |  |  | Approved
B/2013/0211/F | 2013-09-30 | Causeway Coast and Glens | Single wind turbine | Erection of 1 no. 150kw wind turbine with a hub height of 31m | 100m south east of Owenbeg Centre of Excellence Foreglen Road Dungiven | 267380 | 408824 | Approved | 2013/14 | 2014-02-04 |  |  | Approved
A/2013/0487/F | 2013-10-02 | Derry and Strabane | Single wind turbine | Proposed Domestic 11KW wind turbine on tubular tower to support existing farm business. 27m to hub | Approx 197m NW of 131 Cumber Road Claudy County Londonderry | 252629 | 404856 | Approved | 2013/14 | 2014-01-14 |  |  | Approved
J/2013/0258/F | 2013-10-02 | Derry and Strabane | Single wind turbine | Proposed installation of a wind turbine on tubular tower of up to 30m (to hub height) with blades up to 44.5m (to tip height) | Lands 557m south west of 35 Barron Road Dunnamanagh | 242275 | 400068 | Refused | 2016/17 | 2016-08-19 |  |  | Refused
J/2013/0260/F | 2013-10-02 | Derry and Strabane | Single wind turbine | Proposed installation of a wind turbine on a tubular tower of up to 41.5m height with blades up to 56m (to tip height) | Lands 413m south west of 35 Barron Road Dunnamanagh Co Tyrone BT82 0JD | 242331 | 400235 | Withdrawn | 2013/14 | 2014-03-11 |  |  | Withdrawn
O/2013/0419/F | 2013-10-02 | Armagh, Banbridge and Craigavon | Single wind turbine | Proposed 250KW wind turbine with 30 metres hub height and 15m radius blade for own use and connection to national grid | Lands approx 100 metres south west of 35 Tonnagh Road Armagh | 281156 | 346139 | Refused | 2014/15 | 2015-01-09 |  |  | Refused
P/2013/0727/F | 2013-10-02 | Newry, Mourne and Down | Single wind turbine | Erection of wind turbine with a hub height of 40m (to rotor centre) and a rotor diameter of 29m (extending to a total height of 54.4m to tip) with a max output not exceeding 225kw with associated access provision (via existing lane to off 21 Lurgana Road with extended section to serve wind turbine) boundary treatment and ancillary works. | 190m East of no 21 Lurgana Road Whitecross | 298115 | 330423 | Withdrawn | 2013/14 | 2013-11-08 |  |  | Withdrawn
S/2013/0576/F | 2013-10-03 | Lisburn and Castlereagh | Single wind turbine | Erection of 1 No 150kw Wind Turbine with a hub height of 30m. | 355m SW of 9 Sheepwalk Road Lisburn BT28 3RD. | 323614 | 368031 | Refused | 2017/18 | 2017-10-09 |  |  | Refused
S/2013/0578/F | 2013-10-03 | Lisburn and Castlereagh | Single wind turbine | Proposed installation of a Wind turbine on a tubular tower - with blade tip height up to 66.0m with associated switch room (Amended location, cumulative noise impact assessment received, shadow flicker impact assessment received) | 457 mts N/North West of No 15 Rusheyhill Road Stoneyford. | 324823 | 373853 | Approved | 2015/16 | 2015-07-31 |  |  | Approved
A/2013/0498/F | 2013-10-04 | Derry and Strabane | Single wind turbine | Proposed single wind turbine with a hub height of 46 metres and blade diameter of 30 metres, output not exceeding 250 KW. | 1075m NW of 567 Baranailt Road Claudy. | 254758 | 410103 | Refused | 2017/18 | 2017-07-18 |  |  | Refused
D/2013/0141/F | 2013-10-04 | Causeway Coast and Glens | Single wind turbine | Amendment to existing planning approval D/2010/0238/F change of tower height from 20m to 27m | Lands approx 210m North West of 48 Loughill Road Cloughmills | 307059 | 418745 | Approved | 2014/15 | 2014-10-14 |  |  | Approved
H/2013/0377/F | 2013-10-04 | Mid Ulster | Single wind turbine | Proposed installation of a wind turbine on a tubular tower of up to 41.5m height with blades up to 56m (to tip height) | Lands 100m North West of 36 Hillhead Road Leitrim Castledawson | 295013 | 392965 | Approved | 2014/15 | 2014-08-26 |  |  | Approved
P/2013/0732/F | 2013-10-04 | Newry, Mourne and Down | Single wind turbine | Proposed installation of a wind turbine on a tubular tower of up to 41.5m height with blades up to 56m (to tip height). | Lands 113m South West of 15 Drumdreenagh Road Cavan Rathfriland BT34 5NG. | 321966 | 333860 | Approved | 2014/15 | 2015-01-02 |  |  | Approved
V/2013/0136/F | 2013-10-07 | Mid and East Antrim | Single wind turbine | Erection of 1 no. 250KW wind turbine with a hub height of 30m | 270m SW of 79 Manse Road Ballycarry | 342757 | 394270 | Approved | 2014/15 | 2014-07-28 |  |  | Approved
K/2013/0463/F | 2013-10-08 | Fermanagh and Omagh | Single wind turbine | Proposed 150kw wind turbine with mast height 30m x 24m diameter rotar to generate electricity for export to grid in substitution of K/2011/0175/F for previously approved 250kw wind turbine with 30m mast turbine and 26m rotar diameter turbine to be repositioned approx 55m east of previously approved position. | Approx 100m north east of 21 Mullawinny Road Omagh | 240169 | 364846 | Approved | 2013/14 | 2013-12-12 |  |  | Approved
P/2013/0742/F | 2013-10-09 | Newry, Mourne and Down | Single wind turbine | Amendment to existing planning approval under P/2011/0827. Reduction in size and scale. Erection of 1 No. 150kw wind turbine on 30m tower (to hub height) with 24m rotor diameter. | Lands 312m North West of 64 Clontafleece Road Ballyvally Mayobridge Co. Down BT34 2SB | 316819 | 324180 | Approved | 2014/15 | 2014-11-24 |  |  | Approved
E/2013/0160/F | 2013-10-10 | Causeway Coast and Glens | Single wind turbine | Change of turbine from that previously approved under Ref E/2012/0225/F to wind turbine measuring 32m to the hub with 32m blade diameter (6m increase in overall height) | 170m SW of 9a Ballinlea Road Ballycastle | 303986 | 442527 | Approved | 2014/15 | 2014-06-24 |  |  | Approved
F/2013/0202/F | 2013-10-11 | Mid and East Antrim | Single wind turbine | Proposed 50Kw (Endurance E-3120) wind turbine in substitution for 225Kw wind turbine approved under F/2010/0190/F. Hub height reduced to 24.6m, blade length reduced to 9.6m, overall height reduced to 34.2m | Site 253m North West of 55 Carnalbanagh Road Glenarm | 326216 | 407743 | Approved | 2013/14 | 2013-12-17 |  |  | Approved
C/2013/0402/F | 2013-10-14 | Causeway Coast and Glens | Single wind turbine | Proposed erection of a wind burbine with a 40m hub height and a 30m rotor diameter with a max output not exceeding 250kw | 461m South/South East of 49 Gortnamoyagh Road Garvagh Coleraine BT51 5HA | 278513 | 414856 | Approved | 2014/15 | 2014-12-29 |  |  | Approved
E/2013/0162/F | 2013-10-14 | Causeway Coast and Glens | Single wind turbine | Erection of a wind turbine with a 31m tower height and a 27m rotor diameter with a max output not exceeding 225kw | 362m North West of 161 Moycraig Road Moss side | 300403 | 437758 | Approved | 2014/15 | 2014-11-14 |  |  | Approved
I/2013/0311/F | 2013-10-14 | Mid Ulster | Single wind turbine | Erection of 1 no lagerwey 50kw wind turbine - maximum height 32m - on a tubular mast | 230.0m west of no 131 Drumenny Road Ardboe Dungannon BT71 5BD | 293018 | 376439 | Refused | 2015/16 | 2015-10-12 |  |  | Refused
K/2013/0472/F | 2013-10-14 | Fermanagh and Omagh | Single wind turbine | Proposed installation of a wind turbine on a tubular tower of up to 36.8m height with blades up to 48.6m (to tip height) | Lands 240m north of 129 Dromore Road Tattycor Fintona BT78 2LW | 240439 | 362111 | Approved | 2015/16 | 2015-04-28 |  |  | Approved
M/2013/0455/F | 2013-10-14 | Mid Ulster | Single wind turbine | Proposed installation of 1no. wind turbine on a tubular tower of up to 50m height with blades up to 77m (to tip height) superseding planning approval M/2011/0365/F | Lands 227m North East of 4 Shanmaghry Road Camaghy Pomeroy | 269227 | 368462 | Withdrawn | 2014/15 | 2015-01-28 |  |  | Withdrawn
L/2013/0575/F | 2013-10-15 | Fermanagh and Omagh | Single wind turbine | Amendment to approved application L/2013/0050/F. Change of turbine height and blade diameter from 40m tower (to hub height) and 27m diameter to 42m tower (to hub height) and 29.5m rotor diameter | Lands 100m South East of 109 Edenmore Rd Carn Tempo Co Fermanagh BT94 3EU | 233033 | 349932 | Approved | 2014/15 | 2014-04-30 |  |  | Approved
S/2013/0609/F | 2013-10-15 | Lisburn and Castlereagh | Single wind turbine | Erection of single wind turbine - 30.4m hub height with 29.1m diameter blades (Noise Impact Assessment received) | Lands 450m North West of 26 Howe Road Dromore. | 326163 | 352499 | Approved | 2014/15 | 2014-06-12 |  |  | Approved
K/2013/0481/F | 2013-10-17 | Fermanagh and Omagh | Single wind turbine | 1 no 250kw wind turbine with a hub height of 40m | 215m east of 70 Fintona Road Dromore | 239017 | 362636 | Approved | 2014/15 | 2014-11-25 |  |  | Approved
G/2013/0373/F | 2013-10-18 | Mid and East Antrim | Single wind turbine | Proposed 1 no. endurance E-3120 55kw wind turbine-hub height of 36.4 metres 9.6m. Rotor radius - 46.0m overall height, to support existing farm business (amended location) | Approximately 150m SE of 80 Drumagrove Road Ballymena | 311747 | 412878 | Approved | 2014/15 | 2014-08-08 |  |  | Approved
J/2013/0275/F | 2013-10-18 | Derry and Strabane | Single wind turbine | Erection of a wind turbine (max. hub height of 41m and max. rotor diameter 39 metres) in substitution for development approved through J/2011/0257/F | Approx 1460m south east of 5 Keery Road Bready Strabane | 239316 | 408291 | Withdrawn | 2016/17 | 2016-09-01 |  |  | Withdrawn
J/2013/0276/F | 2013-10-18 | Derry and Strabane | Single wind turbine | Erection of a wind turbine (max output 250kw) with a hub height of 41M in substitution for development approved through J/2011/0063/F | Approx 950M North of 24 Donagheady Road Bready Strabane (access onto Ballybeeny Road) | 238607 | 407337 | Refused | 2015/16 | 2015-08-26 |  |  | Refused
B/2013/0232/F | 2013-10-21 | Causeway Coast and Glens | Single wind turbine | Erection of a 225kw wind turbine with a tower height of 31 metres | Approx 200m south east of 197 Legavallon Road Dungiven | 274098 | 413904 | Approved | 2014/15 | 2014-12-30 |  |  | Approved
X/2013/0453/F | 2013-10-21 | Ards and North Down | Single wind turbine | Erection of a 150kw wind turbine (Hub height 30m, Rotor Diameter 27m) in substitution for the wind turbine approved under planning application X/2012/0490/F (Amended Proposal) | 170m North East of Number 3 Drumawhey Road Newtownards BT23 8RS. | 354380 | 374226 | Approved | 2014/15 | 2015-03-27 |  |  | Approved
S/2013/0625/F | 2013-10-22 | Lisburn and Castlereagh | Solar farm | Installation and operation of a solar farm and associated infrastructure for the lifetime of the solar farm (30 years and 6 months). | Land to the South of 15 Lough Road Upper Ballinderry BT28 2PQ. | 317306 | 369081 | Approved | 2014/15 | 2014-07-18 |  |  | Approved
E/2013/0170/F | 2013-10-23 | Causeway Coast and Glens | Single wind turbine | Proposed 250kw wind turbine with mast height 30m and 30m diameter rotar to generate electricity for export to grid | Approx. 305m North East of No. 27 Islandmacallion Road Armoy Ballymoney | 302961 | 438754 | Approved | 2014/15 | 2014-10-23 |  |  | Approved
G/2013/0377/F | 2013-10-23 | Mid and East Antrim | Single wind turbine | Proposed 250kw wind tutbine with mast height of 40m and 31m rotor diameter to generate electricity for export to grid | Approx 360m North East of 246 Carnlough Road Broughshane | 324011 | 411519 | Approved | 2014/15 | 2015-03-26 |  |  | Approved
J/2013/0279/F | 2013-10-23 | Derry and Strabane | Single wind turbine | Proposed 20kw wind turbine with hub height of 20m | Approximately 240m south west of 40 Bellspark Road Glebe Sion Mills Strabane | 232289 | 392877 | Withdrawn | 2014/15 | 2014-09-02 |  |  | Withdrawn
K/2013/0492/F | 2013-10-23 | Fermanagh and Omagh | Single wind turbine | Proposed installation of a wind turbine on a tubular tower up to 40m height with blades up to 54.5m (to tip height) | Lands 270m north west of 30 Loughterush Road Trillick. | 228644 | 356503 | Withdrawn | 2013/14 | 2014-03-04 |  |  | Withdrawn
K/2013/0494/F | 2013-10-23 | Fermanagh and Omagh | Single wind turbine | Proposed replacement 225kW wind turbine, 32m hub height with less than 30m diameter rotor blades, at local GAA club for use in club and excess to grid as per existing arrangement (Amended proposal) | 135m east of GAC Pavillion 115 Main Street Beragh | 254970 | 367219 | Approved | 2015/16 | 2015-11-11 |  |  | Approved
B/2013/0242/F | 2013-10-24 | Causeway Coast and Glens | Single wind turbine | Wind turbine (42m hub height and 34m diameter) | Approx 560m south east of 29 Corrick Road (accessing onto Killew Road) Dungiven | 273098 | 406019 | Refused | 2014/15 | 2014-07-08 |  |  | Refused
B/2013/0243/F | 2013-10-24 | Causeway Coast and Glens | Single wind turbine | Wind turbine(42m hub height and 34m rotor diameter) | Approx 310m south west of 35 Corrick Road Dungiven | 273316 | 406128 | Refused | 2014/15 | 2015-02-06 |  |  | Refused
J/2013/0280/F | 2013-10-24 | Derry and Strabane | Single wind turbine | Installation of a single 15 kw wind turbine at a hub height of 15m wind turbine for domestic use | 150m south of 20 Trienamongan Road Castlederg BT81 7XF | 219790 | 382873 | Withdrawn | 2014/15 | 2014-06-23 |  |  | Withdrawn
K/2013/0504/F | 2013-10-28 | Fermanagh and Omagh | Single wind turbine | Proposed installation of a wind turbine on a tubular tower of up to 41.5m height with blades up to 56m (to tip height) | Lands 432m north east of 114 Radergan Road Radergan Garvaghy BT79 0TZ | 256412 | 364521 | Refused | 2014/15 | 2014-06-13 |  |  | Refused
K/2013/0505/F | 2013-10-28 | Fermanagh and Omagh | Single wind turbine | Wind turbine (27m dia x 30m height x 250 kw) to generate power for sale to NIE grid or any local requirements | 280m east of 25 Eskra Road Eskra | 251740 | 359484 | Approved | 2015/16 | 2015-07-28 |  |  | Approved
L/2013/0615/F | 2013-10-28 | Fermanagh and Omagh | Single wind turbine | Proposed installation of a wind turbine on a tubular tower of up to 36.6m height with blades up to 45.6m (to tip height) | Lands 164m South East of 30 Cloghtate Road Mullanaskea Enniskillen Co Fermanagh BT74 4JQ | 227634 | 344484 | Approved | 2014/15 | 2015-01-26 |  |  | Approved
O/2013/0452/F | 2013-10-28 | Armagh, Banbridge and Craigavon | Single wind turbine | Proposed installation of 250kW wind turbine on 30m tower (to hub height) with 31m rotor diameter. | Lands 138 metres west of 16 Carrickabolie Road Derrynoose Keady | 281233 | 331317 | Approved | 2014/15 | 2014-11-28 |  |  | Approved
S/2013/0642/F | 2013-10-30 | Lisburn and Castlereagh | Single wind turbine | Proposed erection of a wind turbine with a 30m hub height and a 30m rotor diameter with a max output not exceeding 250kw. | 315m East of 74 Cargygray Road Hillsborough BT26 6DA. | 332344 | 353932 | Approved | 2015/16 | 2016-01-05 |  |  | Approved
B/2013/0241/F | 2013-10-31 | Causeway Coast and Glens | Wind farm | Proposed extension to the approved Dunmore Windfarm (Ref: B/2007/0563/F) comprising 8 turbines, up to a maximum of 126m tip height (up to 85m hub height and up to 93m blade diameter), associated transformers, 2 permanent anemometer masts, communication tower, extension of existing site access tracks and construction of new site access tracks, temporary amendments to the junction of the Bolea Road and Windyhill Road, gates, substation and site control room, electrical cabling, a temporary site compound, two site entrances, minor road improvement works on Bolea Road and all other associated and ancillary works | land approx. 640m east of Largantea Bridge (Windyhill Road/Bolea Road) Dunmore Limavady Co Londonderry | 274682 | 428302 | Refused | 2017/18 | 2017-04-28 |  |  | Refused
G/2013/0393/F | 2013-10-31 | Mid and East Antrim | Single wind turbine | Erection of a wind turbine (tip height of 126.5m) on existing commercial peat extraction site, including associated substation, infrastruture and upgrade of site entrance | On the site of existing Commercial Peat Extraction Site in the Townland Of Craigs Rasharkin Co.Antrim | 301080 | 410209 | Approved | 2014/15 | 2014-12-02 |  |  | Approved
J/2013/0287/F | 2013-10-31 | Derry and Strabane | Wind farm | A proposal for a windfarm comprising of five turbines (each with an overall maximum height of 125m above ground level) and associated infrastructure including an upgraded site entrance, new onsite access tracks, an onsite substation and control building, underground cables, two temporary monitoring masts, a permanent meteorological mast, a temporary construction compound, a temporary enabling works compound, permanent crane hardstandings and road widening and improvement works on sections of the transport route (road improvement works). | Meenamullan Windfarm in the townland of Meenamullan near Killeter Co Tyrone | 219418 | 374623 | Refused | 2019/20 | 2019-06-11 |  |  | Refused
L/2013/0622/F | 2013-10-31 | Fermanagh and Omagh | Wind farm | A wind farm comprising 4 wind turbines up to a maximum of 126m tip height (comprising a configuration of up to 85m towers and up to 41m blades). The development will also comprise associated transformers, one permanent meteorological monitoring mast, communication tower, site access tracks, gates temporary site compound, substation, electrical cabling, one site entrance and all other ancillary works. | Land approximately 602m north east of 354 Tempo Road Ratoran Co Fermanagh BT34 3NN | 232794 | 347566 | Refused | 2015/16 | 2015-07-23 |  |  | Refused
L/2013/0623/F | 2013-10-31 | Fermanagh and Omagh | Wind farm | A wind farm comprising 7 wind turbines up to a maximum of 99.5m tip height (comprising a configuration of up to 73m towers and up to 52.9m blades). The development will also comprise associated transformers, one permanent meteorological monitoring mast, communication tower, site access tracks, gates, temporary site compound, substation, electrical cabling, improvement works of existing site entrance off Drumbulcan works and all other ancillary works. Further Environmental Information (FEI) received. | Land approximately 400m north of Drumbulcan Road Irvinestown Enniskillen Co Fermanagh | 223701 | 360994 | Refused | 2015/16 | 2015-09-21 |  |  | Refused
L/2013/0625/F | 2013-11-01 | Fermanagh and Omagh | Wind farm | Wind farm comprising of two turbines (as amended) (each with an overall maximum height of 125m above ground level) and associated infrastructure including an upgraded site entrance, new onsite access tracks, an onsite substation and control building, underground cables, a temporary construction compound, permanent crane hardstandings and improvement works on sections of the transport route (road improvement works). | Ora More II wind farm in the townland of Killycreen East and Killycreen West near Belcoo Co Fermanagh | 207296 | 342595 | Approved | 2015/16 | 2015-12-21 |  |  | Approved
P/2013/0814/F | 2013-11-04 | Newry, Mourne and Down | Single wind turbine | Erection of single wind turbine | 65 metres south west of 92 Skerriff Road Newtownhamilton BT35 0PJ | 290166 | 323669 | Approved | 2015/16 | 2015-07-06 |  |  | Approved
I/2013/0335/F | 2013-11-05 | Mid Ulster | Single wind turbine | 30kw wind turbine to power farm buildings | 190m NE of 21 Carnenny Lane Pomeroy | 272060 | 371815 | Refused | 2015/16 | 2015-12-07 |  |  | Refused
J/2013/0296/F | 2013-11-05 | Derry and Strabane | Single wind turbine | Proposed 225kw wind turbine with 36m mast height and 29.5m rotor diameter to generate electricity for export to the grid (in substitution of previous approval J/2011/0177/F) | Approx 350m north of 55 Drumlegagh Road North Newtownstewart Co Tyrone | 232729 | 381125 | Refused | 2014/15 | 2014-11-12 |  |  | Refused
C/2013/0435/F | 2013-11-06 | Causeway Coast and Glens | Single wind turbine | Proposed 11kw Gaia Wind Turbine on Lattice Tower (18.3m Hub height, 13m Rotor, overall height 24.8m) to support Existing Farm Business. | Approx. 182m WNE of 12 Gateside Road Coleraine BT52 2PB. | 286103 | 434718 | Approved | 2014/15 | 2014-06-25 |  |  | Approved
M/2013/0487/F | 2013-11-06 | Mid Ulster | Single wind turbine | Proposed replacement turbine from WTN 250 (planning approval m/11/0364/F) to an EWT turbine with a 40m hub height and a 52m rotar diameter | 397m South West of 58 Ballynahaye Road Ballygawley Dungannon | 264730 | 363096 | Approved | 2014/15 | 2014-04-18 |  |  | Approved
O/2013/0464/F | 2013-11-06 | Armagh, Banbridge and Craigavon | Single wind turbine | Endurance 55kW E3120 Wind Turbine on Tubular Tower to support existing farm business. | Approx 168m SW of 151 Battleford Road Armagh Co. Armagh BT61 8BT | 281792 | 347994 | Approved | 2013/14 | 2014-02-28 |  |  | Approved
J/2013/0297/F | 2013-11-07 | Derry and Strabane | Single wind turbine | Proposed 250kw wind turbine with mast height 30m x 30m diameter rotar to generate electricity for export to grid. | Approx 400m west of 53 Curly Hill Road Castletown Strabane | 236829 | 397910 | Approved | 2015/16 | 2015-08-26 |  |  | Approved
J/2013/0300/F | 2013-11-08 | Derry and Strabane | Single wind turbine | Proposed wind turbine on farm, hub height 28.4 metres, blade diameter 24.4 metres (reduced proposal) | Land 370 metres west of No 99a Curlyhill Road Strabane BT82 8LS | 237423 | 397713 | Refused | 2015/16 | 2015-12-01 |  |  | Refused
F/2013/0224/F | 2013-11-11 | Mid and East Antrim | Single wind turbine | Erection of single wind turbine - 30.4m hub height with 14.55m blades | Lands 370m NW of 23 Tureagh Road Larne | 337795 | 396538 | Approved | 2014/15 | 2014-09-16 |  |  | Approved
C/2013/0447/F | 2013-11-14 | Causeway Coast and Glens | Single wind turbine | Erection of 250kw Wind Turbine 30m Hub Height, 30m Blades. | Lands 285m South East of 10 Craigtown Lane Portstewart BT55 7PS. | 283971 | 438164 | Refused | 2015/16 | 2015-05-21 |  |  | Refused
G/2013/0404/F | 2013-11-14 | Mid and East Antrim | Single wind turbine | Installation of 6KW domestic scale wind turbine on a 15 meter mast (17.8 meters to blade tip). Turbine will provide electricity to applicant's property. | 30m SE of 36 Ballybogey Road Clough Ballymena | 309119 | 415485 | Withdrawn | 2014/15 | 2014-04-16 |  |  | Withdrawn
E/2013/0182/F | 2013-11-15 | Causeway Coast and Glens | Single wind turbine | Erection of Single Wind Turbine (30.4m Hub Height, 29.1m Blade Diameter) electricity cabinets and construction of temporary access | 497m SSW of 14 Gracehill Road Armoy Ballymoney Co. Antrim BT53 8TD. | 305850 | 431895 | Approved | 2014/15 | 2014-07-21 |  |  | Approved
B/2013/0263/F | 2013-11-18 | Causeway Coast and Glens | Single wind turbine | Erection of 225kw wind turbine 40m hub height -amendment to previously approved application B/2012/0299/F 31m to hub | 260m SW of 21 Hass Road Dungiven BT474QH | 270101 | 409172 | Approved | 2013/14 | 2014-03-04 |  |  | Approved
B/2013/0258/F | 2013-11-19 | Causeway Coast and Glens | Single wind turbine | Erection of a wind turbine with a 30m hub height and a 30m rotor diameter with a max output not exceeding 250kw | 824m East / South East of 34 Terrydoo Road Limavady | 273812 | 421668 | Approved | 2013/14 | 2014-03-03 |  |  | Approved
G/2013/0414/F | 2013-11-19 | Mid and East Antrim | Single wind turbine | Erection of 1 no. westwind 20kw wind turbine, 22m tower, rotor diameter 10.4m | Approx 100m NW of 98A Tullykittagh Road Clough Ballymena BT44 9RT | 312392 | 415400 | Refused | 2014/15 | 2014-05-21 |  |  | Refused
K/2013/0539/F | 2013-11-19 | Fermanagh and Omagh | Single wind turbine | Amendment to existing planning ref: K/2010/0701. Relocation of existing wind turbine from lands at 340m north to lands 374m north west of 214 Loughmacrory Road, Copney, Carrickmore | Lands 374m north west of 214 Loughmacrory Road Copney Carrickmore | 259577 | 376742 | Refused | 2014/15 | 2014-11-26 |  |  | Refused
S/2013/0689/F | 2013-11-19 | Lisburn and Castlereagh | Single wind turbine | Proposed installation of a wind turbine on a tubular tower of up to 40m height with blades up to 55m (to tip height). (Amended proposal and plans) | Lands to North East of 106 Ballinderry Road Aghacarnan Lisburn BT28 2NW. | 319100 | 367050 | Approved | 2014/15 | 2014-08-14 |  |  | Approved
I/2013/0354/F | 2013-11-21 | Mid Ulster | Single wind turbine | Proposed installation of a wind turbine on a tubular tower of up to 18.3m height with blades up to 24.8m (to tip height) | Lands 178m North West of 45 Cornamaddy Road Turnabarson Pomeroy Co Tyrone | 268330 | 370196 | Approved | 2014/15 | 2014-06-18 |  |  | Approved
I/2013/0356/F | 2013-11-21 | Mid Ulster | Single wind turbine | Proposed installation of a wind turbine on a tubular tower of up to 18.3m height with blades up to 24.8m (to tip height) | Lands 292m North West of 45 Cornamaddy Road Turnabarson Pomeroy Co Tyrone | 268244 | 370212 | Approved | 2014/15 | 2014-06-18 |  |  | Approved
I/2013/0359/F | 2013-11-22 | Mid Ulster | Single wind turbine | Proposed 150kw wind turbine with 30 metre hub height and 24 metre rotor diameter | 180 metres (approx) south east of 286 Drum Road Cookstown BT80 9JJ | 271379 | 379262 | Approved | 2014/15 | 2015-03-04 |  |  | Approved
J/2013/0307/F | 2013-11-22 | Derry and Strabane | Single wind turbine | A single wind turbine with tower height of 40m | Knockiniller Road Knockiniller - approx 500m north of 5 Knock Road BT82 8QR | 238842 | 391336 | Refused | 2014/15 | 2015-03-10 |  |  | Refused
K/2013/0544/F | 2013-11-22 | Fermanagh and Omagh | Single wind turbine | Erection of 250kw wind turbine at hub height of 30m to serve farm and grid | 140m north west of 62 Devesky Road Carrickmore Omagh | 263425 | 373789 | Approved | 2014/15 | 2014-09-04 |  |  | Approved
L/2013/0662/F | 2013-11-25 | Fermanagh and Omagh | Single wind turbine | Proposed Installation of a Wind Turbine on a Tubular Tower of up to 26.83M Height with Blades up to 35.83M (to Tip Height) | Lands 437m South West of 33 Marlbank Road Legnahorna Enniskillen Fermanagh BT92 1EP | 213093 | 333843 | Refused | 2014/15 | 2014-11-05 |  |  | Refused
X/2013/0505/F | 2013-11-25 | Ards and North Down | Single wind turbine | Erection of single wind turbine - 30.4m hub height with 14.55m blades (Amended Description) | Lands 220m NW of 24A Upper Ballygelagh Road Kircubbin BT22 1JH | 360872 | 357963 | Approved | 2014/15 | 2014-12-12 |  |  | Approved
K/2013/0551/F | 2013-11-26 | Fermanagh and Omagh | Single wind turbine | Proposed 250KW wind turbine with mast height 46m and 31m rotor diameter to produce electricity for export to the grid | Approx 290m north west of 17 Mulmona road accessing onto Tullycunny Road Omagh | 243346 | 366231 | Approved | 2014/15 | 2014-12-04 |  |  | Approved
X/2013/0507/F | 2013-11-26 | Ards and North Down | Single wind turbine | Proposed 150kw wind turbine with a hub height of 30m and a rotor blade diameter of 24m. | 415m East of 62 Gransha Road Rubane Newtownards | 361748 | 360603 | Approved | 2015/16 | 2015-10-08 |  |  | Approved
J/2013/0313/F | 2013-11-27 | Derry and Strabane | Single wind turbine | Erection of a 250kw wind turbine with a tower height of 40m | Approx 310m north of 121 Bigwood Road Strabane | 244456 | 407793 | Refused | 2016/17 | 2016-08-24 |  |  | Refused
K/2013/0553/F | 2013-11-27 | Fermanagh and Omagh | Single wind turbine | Variation of previously approved wind turbine from a 30m hub height to 40m hub height | 170m north west of 2 Leap Lane Omagh | 249775 | 370370 | Approved | 2014/15 | 2014-11-10 |  |  | Approved
O/2013/0510/F | 2013-11-27 | Armagh, Banbridge and Craigavon | Single wind turbine | Erection of wind turbine with a 40 metre hub height and a 30 metre rotor diameter with a max output not exceeding 250 kw | 314 metres north east of 19 Ballymagerny Road Loughgall BT61 8PL | 290877 | 353699 | Withdrawn | 2014/15 | 2014-06-16 |  |  | Withdrawn
C/2013/0478/F | 2013-11-28 | Causeway Coast and Glens | Single wind turbine | 30m Tall 250kw Wind Turbine with 27m Diameter Blades. | 344m SE of 50 Ring Road Coleraine BT52 1QP | 285868 | 434899 | Refused | 2015/16 | 2016-03-08 |  |  | Refused
G/2013/0435/F | 2013-11-29 | Mid and East Antrim | Single wind turbine | 250kw wind turbine with 32m hub height for farm and grid use | 155m north east of 125 Tullykittagh Road Clough Ballymena | 311414 | 414956 | Refused | 2014/15 | 2014-11-24 |  |  | Refused
I/2013/0366/F | 2013-11-29 | Mid Ulster | Single wind turbine | Proposed installation of a wind turbine on a tubular tower - with blade tip height up to 77.0m with associated switch room | 410mts East N/East of No 10 Kinnagillian Road Teebane Cookstown | 266543 | 380918 | Approved | 2014/15 | 2015-01-27 |  |  | Approved
K/2013/0555/F | 2013-11-29 | Fermanagh and Omagh | Single wind turbine | Alterations to condition 2 of planning approval reference K/2013/0079/F to change type of turbine to be used to a vesta V39 with same output and tower height with lesser noise emissions and having a rotar diameter of 39m | 460m south west of 24a Aghaboy Road Omagh | 255189 | 381392 | Approved | 2014/15 | 2015-03-03 |  |  | Approved
K/2013/0558/F | 2013-11-29 | Fermanagh and Omagh | Single wind turbine | Proposed Installation of 1 no wind turbine (not exceeding 250kw) on tubular tower up to 41.5m height with blades up to 54.5m (to tip height) | At lands 637m south of 108 Effernan Road Trillick | 233399 | 352160 | Approved | 2014/15 | 2014-07-25 |  |  | Approved
V/2013/0169/F | 2013-11-29 | Mid and East Antrim | Single wind turbine | Erection of single wind turbine (30.4m hub height, 29.1m blades) | 207m south east of 14 Slievetrue Road Newtonabbey BT36 5BS | 334805 | 387409 | Approved | 2014/15 | 2014-12-05 |  |  | Approved
E/2013/0199/F | 2013-12-02 | Causeway Coast and Glens | Single wind turbine | Erection of Single Wind Turbine 30m Hub Height with 14.55m Blades (225kw Output) | Lands 445m East of 98 Cromaghs Road Ballymoney Co. Antrim BT53 8RB. | 309370 | 432736 | Approved | 2014/15 | 2014-07-21 |  |  | Approved
J/2013/0316/F | 2013-12-02 | Derry and Strabane | Single wind turbine | Proposed wind turbine to replace existing operational turbine (approved under J/2010/0180/F). The proposed turbine shall have a maximum hub height of 40.5m and a maximum rotor diameter of 39m. Access is proposed via am existing laneway which egresses onto High Road | Approximately 470m south-east of no. 76 Peacock Road Sion Mills Co Tyrone | 232641 | 392246 | Refused | 2016/17 | 2016-07-18 |  |  | Refused
J/2013/0317/F | 2013-12-02 | Derry and Strabane | Single wind turbine | Proposed wind turbine in substitution for that approved through application J/2010/0450/F (not yet enacted). The proposed turbine shall have a maximum hub height of 40.5M and a maximum rotor diameter of 39M | Approximately 370M South of No. 16 Drumeagle Road Sion Mills Co Tyrone | 232548 | 390669 | Refused | 2015/16 | 2015-12-02 |  |  | Refused
G/2013/0439/F | 2013-12-03 | Mid and East Antrim | Single wind turbine | Installation of a single wind turbine with a maximum hub height of 50m, maximum rotor diameter of 54m and a maximum total height of 77m, and a control cabin | Lands within Clinty Quarry 500m North East of No. 215 Doury Road Ballymena | 310493 | 407424 | Approved | 2015/16 | 2015-07-07 |  |  | Approved
I/2013/0375/F | 2013-12-03 | Mid Ulster | Single wind turbine | Proposed erection of a wind turbine with a 30m hub height and a 30m rotor diameter with a max output not exceeding 250kw | 314m east/north east of 40 Gortagammon Road Cookstown BT80 8UY | 283082 | 372948 | Approved | 2014/15 | 2014-05-13 |  |  | Approved
B/2013/0272/F | 2013-12-04 | Causeway Coast and Glens | Single wind turbine | Proposed installation of a wind turbine (not to exceed 250kw) on a tubular tower of up to 40m with 29m rotor diameter | Lands 810m North East of 131 Bovevagh Road Glenconway Dungiven | 263330 | 414845 | Approved | 2015/16 | 2015-12-01 |  |  | Approved
B/2013/0273/F | 2013-12-06 | Causeway Coast and Glens | Single wind turbine | Proposed erection of a wind turbine with a 40m hub height and a 30m rotor diameter with a max output not exceeding 250kw | 435m North/North West of 44 Farkland Road Claudy Co. Londonderry | 260975 | 410762 | Approved | 2014/15 | 2015-02-26 |  |  | Approved
H/2013/0461/F | 2013-12-06 | Mid Ulster | Single wind turbine | Increase in Hub Height of Wind Turbine previously approved under Planning Ref: H/2011/0255/F from 30m to 40m. Turbine to be sited at the same location with output not exceeding 250kw. Please note, turbine to be accessed through access road (Ref H/2012/0144/F) | 443m North West of 18 Rocktown Road Knockloughrim | 290303 | 397144 | Withdrawn | 2013/14 | 2014-03-14 |  |  | Withdrawn
H/2013/0463/F | 2013-12-06 | Mid Ulster | Single wind turbine | Increase in hub height of wind turbine previously approved under planning ref H/2012/0399/F from 30m to 40m. Turbine to be sited at the same location with output not exceeding 250kw | 295m South East of 12 Moneysallin Park Drumard Kilrea | 291667 | 408134 | Withdrawn | 2013/14 | 2014-03-11 |  |  | Withdrawn
L/2013/0701/F | 2013-12-06 | Fermanagh and Omagh | Single wind turbine | Proposed amendment of planning approval 250KW Wind Turbine (Ref: L/2010/0588/F) from a 40m cylindrical tower to a 50m lattice tower. Turbine type to remain WTN 250 | 102m North/North West of 79 Greenhill Road Foydragh Maguiresbridge Enniskillen BT94 4QR | 236086 | 342898 | Approved | 2014/15 | 2014-07-22 |  |  | Approved
M/2013/0567/F | 2013-12-06 | Mid Ulster | Single wind turbine | Increase in Hub height of wind turbine previously approved under planning ref M/2013/0334/F from 30m to 40m. Turbine to be sited at the same location with output not exceeding 250kw. | 307m North West of Mullyneill Road Caledon Co Tyrone BT68 4XX | 274589 | 351153 | Approved | 2014/15 | 2014-04-30 |  |  | Approved
O/2013/0524/F | 2013-12-06 | Armagh, Banbridge and Craigavon | Single wind turbine | Replacement of planning approved 225kW wind turbine (Ref: O/2012/0402/F) to a WTN 250kW with a 46m hub height and a 30m rotor diameter. | 292m North-West of 55 Drumard Road Portadown Co Armagh BT62 4HP | 295889 | 351940 | Approved | 2014/15 | 2015-01-07 |  |  | Approved
R/2013/0538/F | 2013-12-06 | Newry, Mourne and Down | Single wind turbine | Increase in hub height of wind turbine previously approved under planning Ref R/2011/0571/F from 30m to 40m. Turbine to be sited at the same location with output not exceeding 250KW (Corrected site address). | 319m south of 23a Teconnaught Road Downpatrick BT30 8QB (amended address) | 342707 | 346968 | Refused | 2014/15 | 2014-09-04 |  |  | Refused
D/2013/0187/F | 2013-12-09 | Causeway Coast and Glens | Single wind turbine | Increase in Hub Height of Wind Turbine previously approved under Planning Ref D/2012/0135/F from 30m to 40m. Turbine to be sited at the same location with output not exceeding 250kw. | 354m East of 142 Bendooragh Road Ballymoney BT53 7NP | 293857 | 417150 | Withdrawn | 2013/14 | 2014-03-11 |  |  | Withdrawn
D/2013/0188/F | 2013-12-09 | Causeway Coast and Glens | Single wind turbine | Proposed replacement turbine from a WTN 250 (Planning Approval: D/2012/0028/F) to an EWT turbine with a 40m hub height and a 52m rotor diameter | 575m West of 145 Corkey Road Loughgiel Ballymena Co Antrim BT44 9JQ | 307898 | 422721 | Approved | 2014/15 | 2014-10-15 |  |  | Approved
I/2013/0386/F | 2013-12-09 | Mid Ulster | Single wind turbine | Proposed installation of a wind turbine on a tubular tower of up to 40m height with blades up to 54.5m (to tip height) | Lands 282m South East of 288 Drumshambo Glebe Cookstown Co Tyrone | 271147 | 379130 | Withdrawn | 2014/15 | 2014-06-03 |  |  | Withdrawn
U/2013/0346/F | 2013-12-09 | Antrim and Newtownabbey | Single wind turbine | Proposed erection of a wind turbine with a 40m hub height and a 30m rotor diameter with a max output not exceding 250KW | 309M East of 28 Tildarg Road South Ballyclare BT39 9JX | 325474 | 394547 | Withdrawn | 2014/15 | 2014-11-03 |  |  | Withdrawn
M/2013/0576/F | 2013-12-10 | Mid Ulster | Single wind turbine | Erection of single wind turbine - 30.4m hub height with 29.1m diameter blades | Lands 495m NE of 73 Omagh Road Greenhill Demesne Ballygawley | 261327 | 359630 | Approved | 2013/14 | 2014-03-06 |  |  | Approved
M/2013/0577/F | 2013-12-10 | Mid Ulster | Single wind turbine | Proposed 250kw wind turbine with mast height of 40m and 27m diameter rotar to generate electricity for export to grid in substitution of previous application M/2012/0644/F | Approx 290m south east of 173 Kilnahusogue Road Fintona | 249231 | 355502 | Approved | 2014/15 | 2014-05-16 |  |  | Approved
C/2013/0489/F | 2013-12-11 | Causeway Coast and Glens | Single wind turbine | Proposed development of a single 250kw wind turbine, access and ancillary site works. (turbine hub height 46m and rotor diameter 30m.) | Land approximately 445 metres West South West of 25 Belraugh Road Garvagh BT51 5HB. | 279565 | 420523 | Approved | 2014/15 | 2014-05-06 |  |  | Approved
O/2013/0529/F | 2013-12-11 | Armagh, Banbridge and Craigavon | Single wind turbine | Erection of wind turbine with a maximum output not exceeding 225 kw and associated maintenance laneway (32m hub height) | 240 metres north east of 92 Markethill Road Collone Armagh | 291582 | 342177 | Approved | 2015/16 | 2015-07-06 |  |  | Approved
B/2013/0278/F | 2013-12-12 | Causeway Coast and Glens | Single wind turbine | Farm diversification project involving the erection of wind turbine with 40 metre hub height (58.5m to blade tip and construction of new farm access laneway | 1200 metres east of 37 Temain Road Limavady | 274135 | 420115 | Withdrawn | 2014/15 | 2015-02-20 |  |  | Withdrawn
D/2013/0190/F | 2013-12-12 | Causeway Coast and Glens | Single wind turbine | Proposed 250kw Wind Turbine with 40m Hub Height at 27m Rotor Diameter. | 337m South of 88 Ballyportery Road Dunloy Ballymena Co. Antrim BT44 9BB. | 304715 | 422801 | Withdrawn | 2014/15 | 2014-11-18 |  |  | Withdrawn
M/2013/0583/F | 2013-12-12 | Mid Ulster | Single wind turbine | Proposed 225kw wind turbine with 40m hub height at 27m rotor diameter | 576m south west of 70 Derrycourtney Road Caledon | 272862 | 345367 | Approved | 2014/15 | 2015-02-23 |  |  | Approved
P/2013/0938/F | 2013-12-13 | Newry, Mourne and Down | Single wind turbine | 225 kw wind turbine with 30 metre mast and 29 metre rotor for electricity production | 220 metres west of 6 Tamary Road Mayobridge | 317157 | 328564 | Refused | 2016/17 | 2016-06-30 |  |  | Refused
I/2013/0400/F | 2013-12-17 | Mid Ulster | Single wind turbine | Proposed 20kw wind turbine max hub height 18m to provide power to dwelling and farm buildings with any access exported to grid | 140m south west of 80 Gortscraheen Road Pomeroy | 267646 | 374995 | Refused | 2015/16 | 2015-12-07 |  |  | Refused
Q/2014/0003/F | 2013-12-18 | Armagh, Banbridge and Craigavon | Single wind turbine | Erection of wind turbine, 30 metre hub height, 23 metre rotor diameter, and overall height of 41.5 metres (substitution for wind turbine approved under application ref.Q/2011/0308/F) | 180 metres East of 57 Castlevennon Road Banbridge BT32 3SD | 319278 | 344381 | Approved | 2014/15 | 2014-11-24 |  |  | Approved
V/2013/0178/F | 2013-12-18 | Mid and East Antrim | Single wind turbine | A single wind turbine with a tower height of 40m and max output of 250kw | Approx 393m SW of 12 Bellahill Road Ballycarry | 343034 | 393644 | Approved | 2015/16 | 2015-06-08 |  |  | Approved
F/2013/0244/F | 2013-12-19 | Mid and East Antrim | Wind farm | Proposed Wind farm comprising of 7 no. wind turbines each with a maximum base to blade tip height of 99.5 metres. Proposed ancillary developments include internal turbine transformers, turbine bases, foundations and hardstands; widening and strengthening of existing deposition area; communications antennae; and electrical control building and compound with LiDAR equipment for wind measurement; a temporary contractors compound; underground electrical cables and communications lines connecting wind turbines to the electrical control building; on-site drainage works; and all ancillary, associated and general excavation works. The proposed development also includes road widening and improvement works within the public verge on sections of the transport route along Shane's Hill Road and Starbog Road. | Ballykeel and Old Freehold townlands Larne Co Antrim. Haul route: Rory's Glen Old Freehold Townlands Larne Co Antrim BT40 2TJ | 334487 | 403065 | Approved | 2016/17 | 2016-12-15 |  |  | Approved
J/2013/0334/F | 2013-12-19 | Derry and Strabane | Single wind turbine | Proposed wind turbine - hub height 30 metres | Approximately 470M North East of 45 Moorlough Road Artigarvan Co Tyrone | 239332 | 400059 | Withdrawn | 2014/15 | 2014-10-28 |  |  | Withdrawn
M/2013/0590/F | 2013-12-19 | Mid Ulster | Single wind turbine | Proposed 250kw Wind Turbine With Mast Height 40M & 30M Diameter Rotor To Generate Electricity For Export To Grid | approx 260M North West of 66 Fashglushagh Road Cabragh Dungannon Co Tyrone | 269621 | 362155 | Approved | 2016/17 | 2016-08-22 |  |  | Approved
C/2013/0500/F | 2013-12-20 | Causeway Coast and Glens | Single wind turbine | Proposed 250KW wind turbine with 30m hub height and 27m blade diameter. | 409M South West of 92 Ballyclough Road Bushmills BT57 8XA | 291771 | 439865 | Approved | 2014/15 | 2015-03-02 |  |  | Approved
E/2013/0212/F | 2013-12-20 | Causeway Coast and Glens | Single wind turbine | Proposed erection of a wind turbine with a 30m hub height and a 30m rotor diameter with a max output not exceeding 250kw | 291m SE of Loughnanskan Rathlin Island Co Antrim Northern Ireland | 311343 | 451913 | Withdrawn | 2013/14 | 2014-03-25 |  |  | Withdrawn
F/2013/0246/F | 2013-12-20 | Mid and East Antrim | Single wind turbine | A single wind turbine with a tower height of 18.4m and a max output of 11kw (amended scheme - reduced turbine) | Approx 120m East of 27 Starbog Road Larne | 335124 | 401456 | Refused | 2014/15 | 2015-03-24 |  |  | Refused
M/2013/0591/F | 2013-12-20 | Mid Ulster | Single wind turbine | Proposed erection of a wind turbine with a 46mhub height and a 30m rotor diameter with a max output not exceeding 250KW | 332m North east of 60 Cavan Road Dungannon Co Tyrone BT71 6QW | 283490 | 362642 | Approved | 2014/15 | 2014-06-12 |  |  | Approved
A/2013/0643/F | 2013-12-23 | Derry and Strabane | Single wind turbine | Proposed development of a single 250kw wind turbine, access and ancillary site works. Turbine hub height 30m and rotor diameter 30m. | Lands approximately 378 metres south west of 175 Ardmore Road Co. Londonderry BT473TD | 248213 | 410647 | Approved | 2015/16 | 2015-07-27 |  |  | Approved
A/2013/0648/F | 2013-12-23 | Derry and Strabane | Single wind turbine | Erection of a 225KW wind turbine with a tower height of 31m. | Approx 590m North East of 27 Altaghoney Road Claudy. | 252634 | 402195 | Refused | 2014/15 | 2014-10-08 |  |  | Refused
L/2013/0726/F | 2013-12-23 | Fermanagh and Omagh | Single wind turbine | Proposed installation of a wind turbine (not to exceed 250kW) including NIE substation to export to grid | Lands 351m North East of 37 Breagho Road Breagho Enniskillen Co Fermanagh BT74 4DE | 226580 | 348593 | Approved | 2014/15 | 2014-05-20 |  |  | Approved
L/2013/0727/F | 2013-12-23 | Fermanagh and Omagh | Single wind turbine | Proposed installation of a wind turbine (not to exceed 250kW) including NIE substation to export electricity to grid | Lands 313m North East of 37 Breagho Road Breagho Enniskillen Co Fermanagh BT74 4DE | 226429 | 348737 | Approved | 2014/15 | 2014-05-20 |  |  | Approved
L/2013/0735/F | 2013-12-23 | Fermanagh and Omagh | Single wind turbine | Proposed installation of a wind turbine on a tubular tower of up to 40m height with blades up to 54.8m(to tip height). | Lands 272m North West of 48 Tattenabuddagh Lane Tattenabuddagh Fivemiletown Co Fermanagh BT75 0NW | 246359 | 343452 | Approved | 2014/15 | 2014-12-17 |  |  | Approved
E/2013/0232/F | 2013-12-24 | Causeway Coast and Glens | Single wind turbine | Proposed Wind Turbine with a 32m Hub Height, under PPS 18. | 242m North of 79 Moyarget Road Ballycastle Co. Antrim BT54 6HL. | 307913 | 439231 | Approved | 2014/15 | 2014-11-11 |  |  | Approved
O/2014/0022/F | 2013-12-30 | Armagh, Banbridge and Craigavon | Single wind turbine | Proposed installation of Wind Turbine on a tubular tower with blade tip height up to 33.5m (additional information). | 167mts North of No 166 Hamiltonsbawn Road Armagh BT67 0PL | 293738 | 344509 | Approved | 2014/15 | 2014-07-09 |  |  | Approved
K/2014/0007/F | 2014-01-07 | Fermanagh and Omagh | Single wind turbine | Proposed wind turbine with maximum hub height of 40m and max output of 250kw with rotar diameter of 34m | 180m south west of 85 Corkhill Road Seskinore Omagh | 249582 | 360696 | Approved | 2014/15 | 2014-12-08 |  |  | Approved
I/2014/0006/F | 2014-01-08 | Mid Ulster | Single wind turbine | Erection of 1 No. 250kw wind turbine with a hub height of 40m | 260m North East of 80 Cookstown Road Moneymore | 284055 | 381356 | Approved | 2014/15 | 2014-04-10 |  |  | Approved
B/2014/0004/F | 2014-01-09 | Causeway Coast and Glens | Single wind turbine | Erection of a single 225kW wind turbine with a hub height of 30m, a rotor diameter of 29.1m | Land 560 metres south west of 32 Glenconway Road Dungiven Co. Londonderry | 264256 | 411964 | Approved | 2015/16 | 2015-06-29 |  |  | Approved
I/2014/0007/F | 2014-01-09 | Mid Ulster | Single wind turbine | Installation of a small scale 6kw wind turbine on a 15mtr mast to provide electricity for the client. | 17 Killycurragh Road Cookstown BT80 9LB | 276357 | 380091 | Refused | 2014/15 | 2014-09-16 |  |  | Refused
G/2014/0011/F | 2014-01-13 | Mid and East Antrim | Single wind turbine | Single Wind Turbine - Endurance 50KW, 36.6m Tower with 19m rotor diameter | Dromona House 11 Dromona Road Cullybackey. | 305592 | 408596 | Refused | 2014/15 | 2014-11-25 |  |  | Refused
K/2014/0016/F | 2014-01-13 | Fermanagh and Omagh | Single wind turbine | Proposed erection of 1no. 150kw wind turbine on 30m high monopole with 27m rotar diameter. | 178m north west of 29 Altanaveragh Road Corkill Omagh | 249930 | 359437 | Approved | 2015/16 | 2015-12-07 |  |  | Approved
P/2014/0077/F | 2014-01-16 | Newry, Mourne and Down | Single wind turbine | Erection of single wind turbine with a tower height of 40m and max output of 250kw | Approx. 361m NW of 16 Tamary Road Mayobridge Co. Down | 317148 | 329186 | Withdrawn | 2014/15 | 2014-09-24 |  |  | Withdrawn
S/2014/0027/F | 2014-01-17 | Lisburn and Castlereagh | Single wind turbine | Proposed erection of a wind turbine with a 30m hub height and a 30m rotor diameter with a max output not exceeding 250kw. (Amended site address and drawings submitted). | 133m North/North East of Brookside Road Ballynahinch BT24 8LE. | 333916 | 351431 | Withdrawn | 2014/15 | 2014-11-26 |  |  | Withdrawn
C/2014/0022/F | 2014-01-20 | Causeway Coast and Glens | Single wind turbine | Erection of 1 no 250KW Wind Turbine with a hub height of 30m | 106M NE of 15 Drumslade Road Portstewart BT52 1SE | 283009 | 435206 | Refused | 2014/15 | 2014-06-06 |  |  | Refused
R/2014/0018/F | 2014-01-20 | Newry, Mourne and Down | Single wind turbine | Amendment to planning approval R/2012/0422. Erection of 1No. 100kw wind turbine on 36.8m monopole and 23.6m rotor diameter. (Amended description) | Lands 244m northeast of 24 Magheralone Road Drumaness Ballynahinch | 340797 | 349105 | Approved | 2014/15 | 2014-05-02 |  |  | Approved
X/2014/0040/F | 2014-01-20 | Ards and North Down | Single wind turbine | Erection of single wind turbine (30.4m Hub Height, 29.1m Blade diameter) | 359m NNW of No. 10 Balligan Road Kircubbin Co Down BT22 2RA | 362896 | 365844 | Approved | 2016/17 | 2016-09-08 |  |  | Approved
K/2014/0029/F | 2014-01-21 | Fermanagh and Omagh | Single wind turbine | Wind turbine (27m dia x 30m high x 250kw) to generate electricity for farm business, any local requirements and excess to NIE grid. | 90m South West of 28 Aughnaglea Road Sixemilecross Omagh Co Tyrone BT79 9NP | 258344 | 368884 | Approved | 2015/16 | 2015-05-18 |  |  | Approved
L/2014/0016/F | 2014-01-21 | Fermanagh and Omagh | Single wind turbine | Erection of 1no. 250Kw wind turbine with 30m blade diameter and 32m hub height | 550m ESE of 146 Corramore Road Muggalnagrow Garrison Co Fermanagh BT93 4BA. | 197922 | 352677 | Approved | 2014/15 | 2014-06-19 |  |  | Approved
D/2014/0004/F | 2014-01-22 | Causeway Coast and Glens | Single wind turbine | Installation of a 6kw Small Scale Wind Turbine on a 15 mtr Mast. | 79a Pharis Road Armoy Ballymoney Co. Antrim BT53 8YA. (Accessed from Coolkeeran Road) | 307944 | 425952 | Refused | 2014/15 | 2015-03-09 |  |  | Refused
O/2014/0049/F | 2014-01-22 | Armagh, Banbridge and Craigavon | Single wind turbine | Proposed installation of a wind turbine on a tubular tower - with blade tip height up to 40.0m with associated switch room | 257 metres north/north west of no 32 Corkley Road Tassagh Armagh BT60 2NZ | 287962 | 332342 | Refused | 2014/15 | 2014-10-14 |  |  | Refused
I/2014/0024/F | 2014-01-23 | Mid Ulster | Single wind turbine | Erection of a 250kw wind turbine with a tower height of 50m | Approx 350m south west of 52 Sherrigrim Road Stewartstown | 283098 | 370489 | Approved | 2014/15 | 2014-11-26 |  |  | Approved
P/2014/0093/F | 2014-01-23 | Newry, Mourne and Down | Single wind turbine | Proposed change to approved wind turbine (P/2011/0698/F) Endurance E-3120 to Endurance E4660. Hub height of 36.6 metres, 23.5 metres rotor diameter - Overall height 48.35 metres (amended) | 325 metres south east of 20 Barkers Road Newtownhamilton Newry Co Down BT35 0PQ | 291990 | 324930 | Approved | 2015/16 | 2015-08-10 |  |  | Approved
P/2014/0104/F | 2014-01-27 | Newry, Mourne and Down | Single wind turbine | Installation of a single 250KW wind turbine with a hub height of 35m and a rota diameter of 54m | 400m North of 184 Armagh Road Newry. | 306476 | 330713 | Approved | 2016/17 | 2016-06-23 |  |  | Approved
D/2014/0008/F | 2014-01-28 | Causeway Coast and Glens | Single wind turbine | Erection of 1 no. Vestas V29 31 metre Hub Height ( Height to Blade Tip 46.7 metres ) Wind Turbine ( not exceeding 250kw ) and control room to supply farm with excess to the grid. | Land approx. 290 metres North West of No. 41 Bendooragh Road Ballymoney Co. Antrim BT53 7NF. | 292620 | 422234 | Approved | 2014/15 | 2014-05-21 |  |  | Approved
D/2014/0006/F | 2014-01-29 | Causeway Coast and Glens | Single wind turbine | Proposed 250kw wind turbine with 40m mast height and 30m rotor diameter to generate electricity for export to the grid | Approx 325m NW of 143 Finvoy Road Ballymoney | 295074 | 419655 | Approved | 2015/16 | 2015-05-07 |  |  | Approved
Q/2014/0040/F | 2014-01-29 | Newry, Mourne and Down | Single wind turbine | Proposed installation of a wind turbine 40m hub height with blades up to 54.5m (to tip height) | Lands 164m north of 47 Moneynabane Road Moneynabane Dromara | 332269 | 348108 | Refused | 2014/15 | 2015-03-25 |  |  | Refused
Q/2014/0041/F | 2014-01-29 | Newry, Mourne and Down | Single wind turbine | Proposed installation of a wind turbine up to 40m hub height with blade up to 54.5m (to tip height) | Lands 408m north of 47 Moneynabane Road Moneynabane Dromara BT25 2JU | 331962 | 348158 | Approved | 2015/16 | 2015-06-22 |  |  | Approved
X/2014/0050/F | 2014-01-29 | Ards and North Down | Single wind turbine | Proposed erection of a wind turbine with a 40m hub height and 30m rotor diameter with a max output not exceeding 250kw | 221m South/South East of 189 Moss Road Millisle | 357883 | 375617 | Approved | 2015/16 | 2015-12-02 |  |  | Approved
G/2014/0046/F | 2014-01-30 | Mid and East Antrim | Single wind turbine | Proposed erection of single 225kw wind turbine with hub height of 31.5m for farm diversification, with construction of access lane via existing road access gate | 245m South of no 107 Ballycregagh Road Clough. Ballymena | 309270 | 414674 | Approved | 2015/16 | 2015-06-19 |  |  | Approved
D/2014/0013/F | 2014-01-31 | Causeway Coast and Glens | Single wind turbine | Proposed Endurance E3120 Wind Turbine on Tubular Tower, 24.6m Hub, 19.2m Rotor, Max Height 34.2m to support existing farm business. Existing 11kw GAIA Wind Turbine (D/2010/0141/F) to be decommissioned and removed | Approx 230m East of 100 Coolkeeran Road Armoy Ballymoney Co Antrim BT53 8YE | 308266 | 427047 | Approved | 2014/15 | 2014-06-18 |  |  | Approved
I/2014/0040/F | 2014-01-31 | Mid Ulster | Single wind turbine | Proposed amendment to existing approval I/2012/0017/F - to a wind turbine with a blade tip height up to 61.8m - with associated switch room | 410 mts North of No73 Dunamore Road Dungate Cookstown | 267654 | 381845 | Approved | 2014/15 | 2014-08-27 |  |  | Approved
K/2014/0041/F | 2014-01-31 | Fermanagh and Omagh | Single wind turbine | Erection of a 85KW wind turbine with a tower height of 36.6m | Approx 300m north of 128 Rockstown Road Carrickmore | 264526 | 373410 | Approved | 2015/16 | 2016-03-08 |  |  | Approved
X/2014/0060/F | 2014-01-31 | Ards and North Down | Single wind turbine | Erection of 11kw Gaia wind turbine, 18.4m hub, 13m diameter blades (Amended address) | 80m north of 5a Blackstaff Road Kircubbin BT22 1AN | 361096 | 359171 | Approved | 2015/16 | 2016-02-15 |  |  | Approved
X/2014/0063/F | 2014-02-03 | Ards and North Down | Single wind turbine | Amendment to approved plan for 1no 31 metre hub height (height to blade tip 46.7 metres) wind turbine (not exceeding 250kw) and control room in substitution for 30 metre ( 43.5 metres to blade tip) turbrine | Land approximatley 220 metres North of No 44 Ballyblack Road Newtownards | 355714 | 373141 | Approved | 2014/15 | 2015-03-24 |  |  | Approved
X/2014/0066/F | 2014-02-03 | Ards and North Down | Single wind turbine | Erection of 250kw wind turbine (hub height 40m, Blade diameter 54m) | Lands 350m to the North East of 225 Belfast Road Dundonald | 344524 | 375059 | Approved | 2014/15 | 2014-08-22 |  |  | Approved
D/2014/0017/F | 2014-02-05 | Causeway Coast and Glens | Single wind turbine | Proposed 1 no. Endurance E-3120 55kw Wind Turbine, Hub Height of 24.6 metres, 9.6m Rotor Radius - 34.2m Overall Height, to support existing Farm Business (amended hub height). | Approx. 604m SE of 18 Corkey Road Loughguile Co.Antrim BT44 9JJ. | 308735 | 424535 | Approved | 2014/15 | 2014-07-17 |  |  | Approved
K/2014/0049/F | 2014-02-06 | Fermanagh and Omagh | Single wind turbine | Proposed installation of a wind turbine on a tubular tower of up to 41.5m height with blades up to 56m (to tip height) | Lands 309m SE of 21 Bencran Road Beragh | 253218 | 370296 | Approved | 2014/15 | 2014-11-18 |  |  | Approved
O/2014/0069/F | 2014-02-06 | Armagh, Banbridge and Craigavon | Single wind turbine | Proposed 150kW wind turbine with mast height 30m x 24m diameter rotar to generate electricity for export to grid. | Approx 250m North East of 2 Killyrudden Road Accessing onto Cedar Hill Road Hamiltonsbann Armagh. | 294440 | 344951 | Approved | 2016/17 | 2016-04-29 |  |  | Approved
E/2014/0013/F | 2014-02-07 | Causeway Coast and Glens | Single wind turbine | Erection of 225kw Wind Turbine with 30.4m Hub Height and 29.1m Blade Diameter ( Change of Turbine from that previously Approved under E/2012/0063/F, 3.35m reduction in overall tip height). | 270 SW of 103 Moyarget Road Ballycastle Co. Antrim BT54 6HL. | 306772 | 439000 | Approved | 2014/15 | 2014-06-30 |  |  | Approved
G/2014/0057/F | 2014-02-07 | Mid and East Antrim | Single wind turbine | Proposed erection of a wind turbine with a 36m hub height and a 30m rotor diameter with a max output not exceeding 250kw | 275m south west of 120 Crankill Road Ballymena | 306915 | 410208 | Approved | 2014/15 | 2015-03-26 |  |  | Approved
A/2014/0091/F | 2014-02-10 | Derry and Strabane | Single wind turbine | Erection of a single wind turbine with hub height of 36.5m. | 630m East of 51 Barnes Road Dreen Claudy Co Derry. | 261488 | 400581 | Refused | 2014/15 | 2014-10-22 |  |  | Refused
J/2014/0041/F | 2014-02-11 | Derry and Strabane | Single wind turbine | Erection of 150kw wind turbine with hub height of 31m Erection of a 150 kw wind turbine at hub height of 31m | 350m SE of 5 Keery Road Bready | 238984 | 409027 | Refused | 2016/17 | 2017-02-13 |  |  | Refused
J/2014/0043/F | 2014-02-13 | Derry and Strabane | Single wind turbine | Retention of existing Vestas V27 wind turbine (225kw) with hub height of 31m and rotor diameter of 27m (Amended tower type to that previously approved under Planning Approval J/2010/0079/F). | 120m South of 21 Hollyhill Road Strabane | 237558 | 398765 | Withdrawn | 2016/17 | 2016-07-06 |  |  | Withdrawn
L/2014/0063/F | 2014-02-14 | Fermanagh and Omagh | Single wind turbine | Erection of single wind turbine - 30.4m hub height with 14.55m blades (225kw output) acompanying substation and turbine control room | Lands 440m West of 146 Tedd Road Croneen Barr Lack Fermanagh BT93 OEP | 227828 | 365015 | Approved | 2014/15 | 2014-08-28 |  |  | Approved
O/2014/0094/F | 2014-02-14 | Armagh, Banbridge and Craigavon | Single wind turbine | Erection of single wind turbine (30.4m hub height with 14.55m blades), associated access and electricity cabinets | 199m South East of 32 Corkley Road Keady | 288212 | 331969 | Refused | 2015/16 | 2015-12-22 |  |  | Refused
E/2014/0016/F | 2014-02-17 | Causeway Coast and Glens | Single wind turbine | Proposed installation of a wind turbine on a tubular tower of up to 24m height with blades up to 36m (to tip height) | Lands 1.23km NW of 148 Torr Road Tornamoney Cushendun Co Antrim BT44 0PU | 324594 | 435856 | Refused | 2014/15 | 2015-02-23 |  |  | Refused
F/2014/0027/F | 2014-02-17 | Mid and East Antrim | Single wind turbine | Installation of proposed single 250kw wind turbine with a hub of 40 meters (Subsituting planning approval F/2011/0261/F) | Approx 400m West of 110 Larne Road Ballycarry | 344842 | 395775 | Approved | 2014/15 | 2014-09-30 |  |  | Approved
O/2014/0096/F | 2014-02-17 | Armagh, Banbridge and Craigavon | Single wind turbine | Proposed installation of a wind turbine on a tubular tower of up to 26.83 metres height with blades up to 35.83 metres (to tip height) | Lands 379 metres north east of 78 Glassdrummond Road Fergot. Co Armagh BT60 3DT | 278858 | 333486 | Refused | 2015/16 | 2015-12-22 |  |  | Refused
F/2014/0029/F | 2014-02-19 | Mid and East Antrim | Single wind turbine | Erection of single wind turbine - 30.4m hub beight with 14.55m blades | Lands 290m west of 30 Hannas Road Larne | 337380 | 402700 | Approved | 2014/15 | 2015-01-22 |  |  | Approved
F/2014/0030/F | 2014-02-19 | Mid and East Antrim | Single wind turbine | Erection of 1no. 150kw wind turbine with a hub height of 32m | 270m south west of 15 Browndod Road Larne | 337901 | 400162 | Approved | 2015/16 | 2015-05-12 |  |  | Approved
K/2014/0065/F | 2014-02-19 | Fermanagh and Omagh | Single wind turbine | Erection of single wind turbine - 30.4m hub height with 14.55m blades (225kw output) | Lands 200m North East of161 Aghafad Road Clogher | 249284 | 357412 | Approved | 2015/16 | 2015-06-03 |  |  | Approved
K/2014/0070/F | 2014-02-20 | Fermanagh and Omagh | Single wind turbine | Proposed single wind turbine, 30m hub height, 20m rotor diameter with 225kw generator for use on farm and domestic dwellings with excess to grid connection | 150m west of 23 Roscavey Road Beragh Omagh BT79 0QH | 253511 | 364101 | Withdrawn | 2014/15 | 2014-05-19 |  |  | Withdrawn
R/2014/0079/F | 2014-02-20 | Newry, Mourne and Down | Single wind turbine | Retention of as constructed 225 kw wind turbine with a tower height of 39.5m (to supersede previous wind turbine approval ref R/2010/0555/F) (Additional surveys/info received) | Approx 285m South West of No 63 Dundrine Road Castlewellan | 335434 | 334955 | Refused | 2018/19 | 2018-07-10 |  |  | Refused
K/2014/0072/F | 2014-02-21 | Fermanagh and Omagh | Single wind turbine | Proposed 250Kw wind turbine with mast height of 46m and 31m rotor diameter to produce electricity for export to the grid. | Approx 200m west of the junction of Tullycunny Road and Mulmona Road Accessing onto Loughmuck Road Omagh | 243140 | 366026 | Approved | 2014/15 | 2014-11-20 |  |  | Approved
L/2014/0077/F | 2014-02-24 | Fermanagh and Omagh | Single wind turbine | Proposed amendment to previous approval L/2011/0643/F to change turbine from 250KW WTN turbine and 30M Rotar DIA to 250KW Micon M750 Wind turbine on 30M tower and 31M Rotar DIA. | Drumsawna More Ederney (280m North NE OF 50 Cloy Road) | 225412 | 365022 | Approved | 2014/15 | 2014-08-26 |  |  | Approved
O/2014/0120/F | 2014-02-24 | Armagh, Banbridge and Craigavon | Single wind turbine | Erection of wind turbine with 46 metre hub from previous approval O/2012/0414/F | 370 metres south south east of 10 Tallbridge Road Portadown | 292588 | 355405 | Withdrawn | 2014/15 | 2014-07-21 |  |  | Withdrawn
T/2014/0063/F | 2014-02-24 | Antrim and Newtownabbey | Single wind turbine | Erection of a 225KW wind turbine with a tower height of 40m (to replace existing redundant wind turbine) | 5 Caulside Drive Antrim | 317686 | 386654 | Refused | 2014/15 | 2014-09-04 |  |  | Refused
T/2014/0066/F | 2014-02-24 | Antrim and Newtownabbey | Solar farm | Installation and operation of a solar farm and associated infrastrucure, including photovoltaic panels, mounting frames, inverters, transformers, substations, communications building, fence and pole mounted security camera, for the life of the solar farm. | 20 Knockcairn Road Crumlin Co. Antrim BT29 4UE | 318475 | 374993 | Approved | 2014/15 | 2014-07-01 |  |  | Approved
R/2014/0089/F | 2014-02-25 | Newry, Mourne and Down | Single wind turbine | A single wind turbine with a hub height of 40m and max power out put of 250kw | 222m North West of 155 Crossgar Road Saintfield | 342607 | 355253 | Approved | 2014/15 | 2014-08-08 |  |  | Approved
S/2014/0117/F | 2014-02-25 | Lisburn and Castlereagh | Single wind turbine | Proposed 250kw Wind Turbine with 40m mast height and 30m rotar diameter to generate electricity for export to the grid. | Approx 385m North West of No 45 Ballycrune Road Hillsborough. | 330699 | 357132 | Approved | 2014/15 | 2014-07-16 |  |  | Approved
R/2014/0095/F | 2014-02-26 | Newry, Mourne and Down | Single wind turbine | Erection of 225kw single wind turbine (30.4m to the hub with 14.55 blade lenght) using existing access from Ballyhornan Road with new section of associated access and 2 no electricity cabinets | 570m NW of 22 Tullynaskeagh Road Downpatrick | 354810 | 342396 | Approved | 2014/15 | 2015-02-04 |  |  | Approved
X/2014/0114/F | 2014-02-26 | Ards and North Down | Single wind turbine | 111kw Gaia wind turbine 18.4m hub and 13m diameter blades | 100m NE of 22 Lisbane Road Kircubbin | 360852 | 358469 | Approved | 2015/16 | 2016-02-15 |  |  | Approved
C/2014/0065/F | 2014-03-03 | Causeway Coast and Glens | Single wind turbine | Erection of 225kw single wind turbine (30.4m to the hub with 14.55m blade length) using existing access from Ballyhome Road with new section of associated access and 2 no electricity cabinets | 317m NE of 18 Ballyhome Road Portrush | 289126 | 437427 | Approved | 2014/15 | 2014-07-24 |  |  | Approved
H/2014/0070/F | 2014-03-03 | Mid Ulster | Single wind turbine | Erection of a wind turbine with a tower height of 65m (amendments to that approved under ref H/2012/0022/F) together with ground floor mounted photovoltaic panels at base | Approx 975m South West of 43 Disert Road Draperstown | 275801 | 390880 | Approved | 2014/15 | 2014-10-15 |  |  | Approved
H/2014/0072/F | 2014-03-04 | Mid Ulster | Single wind turbine | Proposed 1 No. Norwin 225kW Wind Turbine, Hub height of 40.156 metres, 14.550 metre Rotor Radius - Overall Height 54.706 metres | Approximately 317 NNW of 134 Tirkane Road Maghera County Londonderry BT46 5NH | 282356 | 403511 | Approved | 2016/17 | 2016-04-07 |  |  | Approved
L/2014/0087/F | 2014-03-05 | Fermanagh and Omagh | Single wind turbine | Proposed installation of a wind turbine on a tubular tower of up to 40m height with blades up to 54.5m (to tip height) | Lands 737m North-North East of 69 Creevehill Road Tullyweel Fivemiletown | 241430 | 348712 | Approved | 2014/15 | 2014-08-20 |  |  | Approved
S/2014/0138/F | 2014-03-06 | Lisburn and Castlereagh | Single wind turbine | Erection of single wind turbine - 30.4m hub height with 14.55m blades (225kw output). | Lands 305m SW of 34 Divis Road Hannahstown. | 325670 | 374905 | Withdrawn | 2014/15 | 2014-08-28 |  |  | Withdrawn
C/2014/0077/F | 2014-03-07 | Causeway Coast and Glens | Single wind turbine | A Single Wind Turbine with a 30m Hub and a max power output of 250kw | 513m SW of 160 Coleraine Road Portstewart | 281778 | 436041 | Refused | 2014/15 | 2014-07-03 |  |  | Refused
H/2014/0076/F | 2014-03-07 | Mid Ulster | Single wind turbine | Erection of single wind turbine - 30.4m hub height with 14.55m blades (225kw output) | Lands 435m south of 47 Disert Road Draperstown | 276291 | 390068 | Approved | 2014/15 | 2014-11-11 |  |  | Approved
J/2014/0063/F | 2014-03-07 | Derry and Strabane | Single wind turbine | Erection of single wind turbine - 30.4 m hub height with 14.55m blades (225kw output) | Lands 485m West of 11 Crew Road Castlederg | 230169 | 386599 | Refused | 2015/16 | 2015-11-12 |  |  | Refused
K/2014/0093/F | 2014-03-07 | Fermanagh and Omagh | Single wind turbine | Proposed 250kw wind turbine (40m hub height) to serve farm with excess exported to grid | Approximately 100m south west of 101 Edergole Road Fintona Co Tyrone | 243988 | 364265 | Withdrawn | 2014/15 | 2014-09-23 |  |  | Withdrawn
K/2014/0096/F | 2014-03-07 | Fermanagh and Omagh | Single wind turbine | Proposed 250kw wind turbine (40m hub height) to serve farm with excess exported to grid. | Approximately 220m SW of 101 Edergole Road Fintona | 243870 | 364223 | Approved | 2014/15 | 2015-02-24 |  |  | Approved
X/2014/0126/F | 2014-03-07 | Ards and North Down | Single wind turbine | Erection of 1 No 11kw Wind Turbine on a 18.3m tower and 13m blade diameter (in substittution for turbine approved in X/2012/0223/F) | Lands 154m East of 22 Ballyhaskin Road Millisle Co Down BT22 2JF. | 361348 | 372867 | Approved | 2014/15 | 2014-10-22 |  |  | Approved
X/2014/0127/F | 2014-03-07 | Ards and North Down | Single wind turbine | Amendment to planning approval X/2013/0147/F: to increase the approved single wind turbine blade by 5.5m. | 310m South of 22 Victoria Road Red Bay Farm Glastry Newtownards. | 363413 | 362122 | Approved | 2014/15 | 2014-10-24 |  |  | Approved
X/2014/0128/F | 2014-03-07 | Ards and North Down | Single wind turbine | A single 250kw wind turbine with a hub height of 40m and a blade length of 19.5m. | 173m South East of 11 Balliggan Road Kircubbin. | 362644 | 364896 | Approved | 2015/16 | 2015-11-20 |  |  | Approved
D/2014/0044/F | 2014-03-10 | Causeway Coast and Glens | Single wind turbine | Erection of Single Wind Turbine with 50m Hub Height and 29.5m Rotor Diameter. ( To replace previously Approved Single Wind Turbine under D/2012/0038/F.) | 710M West of 290 Frosses Road Cloughmills Ballymena Co. Antrim BT54 9NF. | 305122 | 416599 | Withdrawn | 2014/15 | 2014-06-17 |  |  | Withdrawn
D/2014/0045/F | 2014-03-10 | Causeway Coast and Glens | Single wind turbine | Erection of Single Wind Turbine with 30m hub height and 29m rotor diameter | 520m West of 290 Frosses Road Cloughmills | 305286 | 416513 | Approved | 2014/15 | 2015-03-25 |  |  | Approved
X/2014/0132/F | 2014-03-10 | Ards and North Down | Single wind turbine | Erection of No.1 225kw wind turbine on a 41.5m tubular tower and 29m Blade diameter and associated switch room | 324m East of 41a Rubane Road Kircubbin | 360898 | 361484 | Approved | 2015/16 | 2015-09-11 |  |  | Approved
H/2014/0079/F | 2014-03-11 | Mid Ulster | Single wind turbine | Proposed erection of a wind turbine with a 40m hub height and a 30m rotor diameter with a max output not exceeding 250kw | 482m South East of 68 Draperstown Road Desertmartin Co.Derry | 280952 | 393994 | Withdrawn | 2015/16 | 2015-08-12 |  |  | Withdrawn
L/2014/0096/F | 2014-03-11 | Fermanagh and Omagh | Single wind turbine | 250kw wind turbine with 50m tower and 29m blades | 216M North East of 99 Drummackan Road Glen Tempo BT94 3JD | 234830 | 351455 | Withdrawn | 2014/15 | 2014-07-08 |  |  | Withdrawn
K/2014/0099/F | 2014-03-12 | Fermanagh and Omagh | Single wind turbine | Erection of a 225kw wind turbine with 30.4m hub height and 29.1m blade diameter, associated access and electricity cabinets | 530m SW of 76 Botera Upper Road Omagh | 239418 | 371391 | Refused | 2014/15 | 2014-12-09 |  |  | Refused
K/2014/0100/F | 2014-03-12 | Fermanagh and Omagh | Single wind turbine | Proposed 250kw wind turbine with mast height of 40m and 31m rotar diameter to generate electricity for export to the grid | Approx 240m north west of no 6 Broghan Road Omagh accessing onto Dunteige Road Omagh | 238536 | 378176 | Approved | 2014/15 | 2014-12-04 |  |  | Approved
K/2014/0102/F | 2014-03-12 | Fermanagh and Omagh | Single wind turbine | Proposed 250 Kw wind turbine with mast height of 40m and 30m rotar diameter to generate electricity for export to the grid | Approx 325m South West of 106 Gillygooley Road Omagh Accessing onto Coolkeragh Road Omagh | 238101 | 373199 | Approved | 2014/15 | 2014-11-20 |  |  | Approved
O/2014/0152/F | 2014-03-12 | Armagh, Banbridge and Craigavon | Single wind turbine | Erection of single wind turbine measuring 30.4m to hub height with 29.1m blade diameter, associated access and electricity cabinets | 178 South West of no 42 Crossmore Road Keady Co.Armagh | 283929 | 334976 | Approved | 2014/15 | 2014-11-11 |  |  | Approved
H/2014/0082/F | 2014-03-13 | Mid Ulster | Single wind turbine | Proposed 250kw wind turbine with a hub height of 50m and a blade diameter of 30m, giving a tip height of 65m from ground level. | 310m North East of 22 Newferry Road Bellaghy | 298508 | 398630 | Approved | 2015/16 | 2015-07-24 |  |  | Approved
R/2014/0124/F | 2014-03-13 | Newry, Mourne and Down | Single wind turbine | Proposed retention of 11kw wind turbine (hub height 20 metres blade diameter 13 metres) in substitution of previously planning approval R/2012/0516/F timber fencing and access | Lands approximatley 90 metres west of no 47 Quarterland Road Kilinchy | 352297 | 358409 | Approved | 2014/15 | 2014-06-26 |  |  | Approved
R/2014/0125/F | 2014-03-13 | Newry, Mourne and Down | Single wind turbine | Erection of 1no 250 kw wind turbine with hub height 40m | 233 South East of 160 Dumore Road Ballynahinch | 335731 | 345926 | Approved | 2015/16 | 2015-05-28 |  |  | Approved
S/2014/0156/F | 2014-03-14 | Lisburn and Castlereagh | Single wind turbine | Proposed installation of a wind turbine on a tubular tower - blade tip height up to 67.0m with associated switch room. | 415 mts South East of No 5 Hannahstown Road Slievenacloy Belfast BT28 3TB. | 324546 | 371725 | Withdrawn | 2014/15 | 2014-10-03 |  |  | Withdrawn
X/2014/0148/F | 2014-03-14 | Ards and North Down | Single wind turbine | A single 250kw wind turbine with a base height of 40m and blade length of 19.5m | Approx 384m East of 3 Kilbright Road Carrowdore | 360788 | 372219 | Approved | 2014/15 | 2014-10-09 |  |  | Approved
K/2014/0109/F | 2014-03-18 | Fermanagh and Omagh | Single wind turbine | Wind turbine (27m rotor diameter x 30m hub height x 250kw) to provide electricity for farm business and excess to the NIE grid. | 280m East of 17 Aghnaglea Road Sixmilecross Omagh Co Tyrone BT79 9NP | 258166 | 368830 | Withdrawn | 2014/15 | 2014-06-11 |  |  | Withdrawn
X/2014/0150/F | 2014-03-18 | Ards and North Down | Single wind turbine | A single 250kw wind turbine with a base height of 40m and blade lenght of 19.5m | Approx 580m North East of 209 Abbey Road Millisle | 359255 | 374639 | Approved | 2014/15 | 2014-09-25 |  |  | Approved
C/2014/0097/F | 2014-03-19 | Causeway Coast and Glens | Single wind turbine | A single wind turbine with a tower height of 37m and a maximum output of 250kw. | Aproximately 505m NW of 20 Churchland Lane Coleraine Co Londonderry BT51 3PX | 282990 | 431551 | Refused | 2014/15 | 2015-02-23 |  |  | Refused
F/2014/0054/F | 2014-03-19 | Mid and East Antrim | Single wind turbine | Proposed wind turbine 250kw, 40m hub height, 15m blade length | Lands approximately 270m NNE of 68 Brustin Brae Road Larne BT40 2LW | 337865 | 405295 | Refused | 2014/15 | 2014-10-17 |  |  | Refused
K/2014/0111/F | 2014-03-19 | Fermanagh and Omagh | Single wind turbine | Proposed 225kw wind turbine with mast height 30m, 27m diameter rotar to generate electricity for export to the grid | Approx 145m NE of 38a Roscavey Road Beragh Co Tyrone | 254227 | 363835 | Approved | 2015/16 | 2015-11-05 |  |  | Approved
G/2014/0119/F | 2014-03-20 | Mid and East Antrim | Single wind turbine | Proposed 150KW wind turbine with a hub height of 33m. | 353 South East of 28 Kilnacolpagh Road Ballymena | 322955 | 408134 | Approved | 2014/15 | 2014-12-19 |  |  | Approved
R/2014/0146/F | 2014-03-20 | Newry, Mourne and Down | Single wind turbine | Proposed erection of a Wind Turbine with a 30m hub height and a 30m rotor diameter with a max output not exceeding 250kw. | 400m East/Sout East of 93 Ballynahinch Road Saintifeld BT24 7LZ. | 338808 | 356089 | Withdrawn | 2014/15 | 2015-01-28 |  |  | Withdrawn
U/2014/0065/F | 2014-03-20 | Antrim and Newtownabbey | Single wind turbine | Proposed erection of a EWT wind turbine with a 40m hub height and a 52m rotor diameter with a max output not exceeding 250kw . | 458m South East of 28 Tildarg road south Ballyclare Co.Antrim | 325500 | 394366 | Approved | 2015/16 | 2015-08-19 |  |  | Approved
P/2014/0267/F | 2014-03-21 | Newry, Mourne and Down | Single wind turbine | Erection of 225kW single wind turbine (30.4m to the hub with 14.55m blade length) using existing access from Tullyherron Rd with new section of associated access and 2 no. electricity cabinets | 285 NW of 34 Tullyherron Road Mountnorris | 299018 | 333315 | Approved | 2015/16 | 2015-08-21 |  |  | Approved
T/2014/0098/F | 2014-03-21 | Antrim and Newtownabbey | Solar farm | Installation and operation of a solar farm and associated infrastructure, including photovoltaic panels, mounting frames, inverters, transformers, substations, communications building, fence and pole mounted security cameras, for the life of the solar farm | Land West of no 24 Crookedstone Road Aldergrove | 316249 | 381793 | Approved | 2014/15 | 2014-09-08 |  |  | Approved
M/2014/0139/F | 2014-03-25 | Mid Ulster | Single wind turbine | Erection of 1 No. 150kw wind turbine | site 150 North of 62 Tullydraw Road Dungannon BT70 3LT | 277472 | 366445 | Approved | 2014/15 | 2015-01-28 |  |  | Approved
D/2014/0062/F | 2014-03-26 | Causeway Coast and Glens | Single wind turbine | Proposed erection of a wind turbine with a 40m hub height and a 54m rotor diameter with a max output not exceeding 250kw | 591m South of 301 Craigs Road Rasharkin Ballymena | 300533 | 409194 | Approved | 2014/15 | 2015-03-19 |  |  | Approved
P/2014/0298/F | 2014-03-26 | Newry, Mourne and Down | Single wind turbine | Erection of replacement wind turbine with a hub height of 36 metres (to rotor centre) and a rotor diameter of 29 metres (extending to a total height of 50.5 metres to tip) with a maximum output not exceeding 225kW, associated boundary fencing and site works. Access provision via existing agricultural laneway from a point 65 metres south of No. 51 Carricknagavna Road. | 245 metres west/south west of 34 Mullaghans Road Mullaghbawn Co Armagh | 298513 | 323213 | Withdrawn | 2016/17 | 2016-08-23 |  |  | Withdrawn
C/2014/0104/F | 2014-03-27 | Causeway Coast and Glens | Single wind turbine | Erection of single wind turbine - 30.4m hub height with 14.55m blades, associated access and 2 no electricity cabinets. | Lands 320m West of 78 Newmills Road Coleraine. | 288455 | 431392 | Approved | 2014/15 | 2014-11-17 |  |  | Approved
F/2014/0057/F | 2014-03-27 | Mid and East Antrim | Single wind turbine | 1 No. 150KW Wind Turbine with a tower height of 30m, hub height of 32m and a blade diameter of 24m | 245m East of 19 Quarterland Road Islandmagee Larne | 343275 | 402498 | Refused | 2014/15 | 2014-12-15 |  |  | Refused
P/2014/0292/F | 2014-03-27 | Newry, Mourne and Down | Single wind turbine | Erection of single wind turbine (35 metre hub height with 27 metre blades), associated access and electricity cabinets | 294 metres noth west of 20 Cloghogue Road Cullyhanna | 291947 | 318467 | Approved | 2016/17 | 2016-04-11 |  |  | Approved
S/2014/0201/F | 2014-03-27 | Lisburn and Castlereagh | Single wind turbine | Erection of single wind turbine - 30.4m hub height with 14.5m blades, associated access and 2 No electricity cabinets.(Amended site address and plans) | Lands 250m South East of 1 Ballymacward Road Lisburn. | 323487 | 373247 | Approved | 2014/15 | 2014-10-15 |  |  | Approved
D/2014/0066/F | 2014-03-28 | Causeway Coast and Glens | Single wind turbine | Amendment to existing planning approval (D/2012/0086/F. Change in turbine size from 65.74m (to tip height) to 69.5m (to tip height) | Lands 335m South West of no. 23 Bridge Road Dunloy | 300759 | 418651 | Approved | 2014/15 | 2014-12-08 |  |  | Approved
M/2014/0145/F | 2014-03-28 | Mid Ulster | Single wind turbine | Proposed installation of 1 No. wind turbine on a tubular tower of up to 36m (to hub height) with blades up to 50.8m (to tip height) | Lands 238m North East of 115 Rehaghy Road Tannagh Aughncloy Co Tyrone BT69 6HE | 273795 | 352311 | Withdrawn | 2014/15 | 2014-04-03 |  |  | Withdrawn
Q/2014/0120/F | 2014-03-28 | Armagh, Banbridge and Craigavon | Single wind turbine | Proposed installation of a wind turbine on a tubular tower - with blade tip height up to 55.0 metres with associated switch room. | 321 metres north of no.46 Lisnacroppan Road Edenagarry Katesbridge | 318123 | 337897 | Refused | 2014/15 | 2014-11-20 |  |  | Refused
S/2014/0206/F | 2014-03-28 | Lisburn and Castlereagh | Single wind turbine | Installation of a 6kw domestic scale micro-generation small wind turbine on a 15m mast 17.5m to blade tips. Turbine will provide electricity to applicant's property | 180m SSW of 69 Bawn Hill Road Cuntanagullion Ballynahinch Co Down BT24 8LD. | 332384 | 350494 | Approved | 2014/15 | 2014-10-15 |  |  | Approved
L/2014/0140/F | 2014-04-01 | Fermanagh and Omagh | Single wind turbine | Erection of single wind turbine (30.4m hub height with 14.55m blades), associated access and electricity cabinets | 376m North North West of 51 Foxhill Road Tempo Enniskillen | 230313 | 349766 | Approved | 2014/15 | 2014-08-19 |  |  | Approved
O/2014/0188/F | 2014-04-01 | Armagh, Banbridge and Craigavon | Single wind turbine | Retention of a 20kw turbine (hub height 20 metres, blade diameter 12 metres) in substitution of previous planning approval O/2010/0426/F and access | Lands approximately 165 metres southeast of No 18 Rockstown Road Cladybeg | 294078 | 333742 | Approved | 2016/17 | 2016-11-21 |  |  | Approved
H/2014/0114/F | 2014-04-02 | Mid Ulster | Single wind turbine | Erection of a 225Kw wind turbine with 31.5m hub height, 27m blade span and total height 45m. | 125m SW of 185 Gulladuff Road Bellaghy | 294441 | 396509 | Withdrawn | 2015/16 | 2015-11-11 |  |  | Withdrawn
K/2014/0133/F | 2014-04-02 | Fermanagh and Omagh | Single wind turbine | Proposed wind turbine | Approx 200m south east of no 60 Mullanmore Road Carrickmore | 260048 | 373869 | Refused | 2015/16 | 2015-11-19 |  |  | Refused
U/2014/0094/F | 2014-04-03 | Antrim and Newtownabbey | Single wind turbine | Proposed 225kw wind turbine (to replace previous approval U/2013/0142/F) | 230m South of 7 Roughfort Road Newtownabbey BT36 4RE | 328171 | 384083 | Approved | 2014/15 | 2015-02-04 |  |  | Approved
L/2014/0149/F | 2014-04-04 | Fermanagh and Omagh | Single wind turbine | Proposed installation of 1No. wind turbine on a tubular tower up to 40m height with blades up to 54.5m (to tip height). | 116m North of 72 Ballyconnell Road Derrylea Co Fermanagh BT92 9QR. | 228167 | 325574 | Approved | 2014/15 | 2014-11-26 |  |  | Approved
L/2014/0150/F | 2014-04-04 | Fermanagh and Omagh | Single wind turbine | Proposed installation of a wind turbine on a tubular tower of up to 30m (to hub height) with blades up to 45.5m (to tip height). | Lands 220m West of 81 Nutfield Road Munville Lisnaskea Co Fermanagh | 236497 | 335565 | Approved | 2014/15 | 2014-08-26 |  |  | Approved
M/2014/0160/F | 2014-04-07 | Mid Ulster | Single wind turbine | Amendment to planning approval M/2012/0534/F. Change of turbine size to a tubular tower of up to 36m (to hub height) with blades up to 50.8m (to tip height) and proposed access | 131m south east of 115 Rehaghy Road Aughnacloy BT69 6HE | 273661 | 352265 | Withdrawn | 2015/16 | 2015-11-30 |  |  | Withdrawn
P/2014/0322/F | 2014-04-07 | Newry, Mourne and Down | Single wind turbine | Proposed installation of a wind turbine on a tubular tower of up to 40 metre height with blades to 54.4 metre (to tip height) | Lands 350m East of 72 Drumlough Road Drumgath Rathfriland. | 317079 | 329497 | Approved | 2016/17 | 2016-11-29 |  |  | Approved
I/2014/0115/F | 2014-04-08 | Mid Ulster | Single wind turbine | Proposed erection of a Wind Turbine, hub height 40m, rotor diameter 30m, overall height 55m | 207 meters south-east of 151 Ballyronan Road Magherafelt (Cookstown LGF) BT45 6HZ | 293466 | 386152 | Approved | 2014/15 | 2014-10-08 |  |  | Approved
K/2014/0139/F | 2014-04-08 | Fermanagh and Omagh | Single wind turbine | Proposed 250Kw wind turbine with max hub height of 40m to supply power to 2 no Farm Units with excess sold to the grid | 172m North East of 20 Glencordial Road Omagh | 247022 | 375507 | Withdrawn | 2014/15 | 2014-05-27 |  |  | Withdrawn
K/2014/0140/F | 2014-04-08 | Fermanagh and Omagh | Single wind turbine | Proposed 250 Kw wind turbine on 40m mast with rotor diameter 54m in substitution of previous approval K/2013/0239/F | Approx 370m South of 96 Claragh Road Drumquin | 237697 | 374129 | Approved | 2014/15 | 2014-08-18 |  |  | Approved
O/2014/0193/F | 2014-04-08 | Armagh, Banbridge and Craigavon | Single wind turbine | Proposed wind turbine, hub height 31 metres, rotor diameter 27 metres, overall height 58 metres | Site located approximately 280 metres south west of 27 Crewmore Road Poyntzpass | 301894 | 339298 | Approved | 2015/16 | 2015-12-03 |  |  | Approved
A/2014/0193/F | 2014-04-09 | Derry and Strabane | Single wind turbine | Construction of 70 metres high lattice anemometer mast at the permitted Eglish wind farm (A/2005/0223/F) in substitution for a 60 metres high guyed mast. | Eglish Mountain Glenlough Co. Derry accessing onto Ballyartan Road Killaloo Londonderry. | 250196 | 404701 | Approved | 2014/15 | 2014-12-22 |  |  | Approved
D/2014/0076/F | 2014-04-10 | Causeway Coast and Glens | Single wind turbine | Change of wind turbine previously approved under ref: D/2012/0135/F to EWT with 40m hub height and 54m rotor diameter. Turbine to remain in same location and with output not exceeding 250kw | 354m East of 142 Bendooragh Road Ballymoney Co Antrim | 293962 | 417240 | Approved | 2014/15 | 2014-12-08 |  |  | Approved
H/2014/0128/F | 2014-04-10 | Mid Ulster | Single wind turbine | Erection of wind turbine (change of wind turbine previously approved under H/2012/0399/F to EWT with 50m hub height and 54m rotor diameter. Turbine to remain in same location and with output not exceeding 250kw) (Amended description) | 295m South East of 12 Moneysillan Park Drumard Road Kilrea BT51 5TH | 291656 | 408076 | Approved | 2014/15 | 2015-02-13 |  |  | Approved
M/2014/0166/F | 2014-04-10 | Mid Ulster | Single wind turbine | Change of wind turbine previously approved under Ref: M/2011/0744/F to EWT with 40m hub height and 52m rotor diameter. Turbine to remain in same location and with output not exceeding 250kw. | 170m South West of 196 Pomeroy Road Dungannon Co Tyrone | 273211 | 367980 | Approved | 2014/15 | 2014-09-18 |  |  | Approved
R/2014/0191/F | 2014-04-10 | Newry, Mourne and Down | Single wind turbine | Change of wind turbine previously approved under R/2011/0669/F to EWT with 40m hub height and 54m rotor diameter. Turbine to remain in same location and with output not exceeding 250kw | 503m North-West of 18 Donard Veiw Ballyhornan | 357772 | 342461 | Approved | 2014/15 | 2014-12-01 |  |  | Approved
W/2014/0175/F | 2014-04-10 | Ards and North Down | Single wind turbine | Change of wind turbine previously approved under ref: W/2011/0549/F to EWT with 50m hub height and 54m rotor diameter. Turbine to remain in same location and with output not exceeding 250kw. | 457m South East of 69 Green Road Bangor | 352102 | 377714 | Withdrawn | 2014/15 | 2015-03-10 |  |  | Withdrawn
K/2014/0150/F | 2014-04-11 | Fermanagh and Omagh | Single wind turbine | Proposed installation of a wind turbine on a tubular of up to 40m (to hub height) with blades up to 54.5m (to tip height) | Lands 413m North East of 187 Cloghfin Road Tulnavern Sixmilecross Co Tyrone | 263398 | 364428 | Refused | 2015/16 | 2015-10-27 |  |  | Refused
K/2014/0224/F | 2014-04-11 | Fermanagh and Omagh | Single wind turbine | Proposed installation of a wind turbine on a tubular tower of up to 40m (to hub height) with blades up to 54.5m (to tip height) | Lands 323m Nrth West of 187 Cloghfin Road Tulnavern Sixmilecross Co Tyrone BT79 9EQ | 262758 | 364562 | Refused | 2015/16 | 2015-10-27 |  |  | Refused
R/2014/0197/F | 2014-04-11 | Newry, Mourne and Down | Single wind turbine | Erection of a single wind turbine (30.4m hub height with 14.55m blades) associated access and electricity cabinets | 213m North of 93 Ballynahinch Road Saintfield | 338493 | 356470 | Approved | 2014/15 | 2014-12-16 |  |  | Approved
C/2014/0141/F | 2014-04-14 | Causeway Coast and Glens | Single wind turbine | Proposed wind turbine, hub height 40m, rotor diameter 30m, overall height 55m. | Lands approx. 496 metres North-West of 26 Ballindreen Road Coleraine BT52 2LW. | 290335 | 431722 | Approved | 2014/15 | 2014-10-30 |  |  | Approved
H/2014/0137/F | 2014-04-14 | Mid Ulster | Single wind turbine | Erection of wind turbine, 30 metre hub height, 23 metre rotor diameter, and overall height of 41.5 metres. (substitution for wind turbine approved under application ref H/2013/0116/F) | Approximately 99m South of 46 Megary Road Magherafelt BT45 5HP | 287048 | 389747 | Approved | 2014/15 | 2014-11-18 |  |  | Approved
H/2014/0139/F | 2014-04-14 | Mid Ulster | Single wind turbine | Proposed 100KW wind turbine with a rotor diameter of 30m and hub height of 50m | 420m South East of 43 Eden Road Portglenone BT44 8LS | 291777 | 402308 | Approved | 2015/16 | 2015-11-25 |  |  | Approved
I/2014/0128/F | 2014-04-14 | Mid Ulster | Single wind turbine | Proposed installation of a wind turbine on a tubular tower - hub height up to 51.5m - tip height up to 66m with associated switch room | 206m north of no 160 Tanderagee Road Pomeroy Dungannon BT70 3EB | 273361 | 371444 | Approved | 2014/15 | 2014-09-01 |  |  | Approved
S/2014/0253/F | 2014-04-14 | Lisburn and Castlereagh | Single wind turbine | Proposed 150kw Wind Turbine on a 30m high mast. | 320m North West of 30 Cluntagh Road Hillsborough. | 329699 | 354116 | Approved | 2015/16 | 2016-01-21 |  |  | Approved
M/2014/0171/F | 2014-04-15 | Mid Ulster | Single wind turbine | Proposed installation of a wind turbine on a tubular tower of up to 37m (to hub height) with blades up to 49m (to tip height). | Lands 262m North west of 32 Skelgagh Road Clogher Co Tyrone BT76 0UF | 247889 | 354621 | Approved | 2014/15 | 2014-12-09 |  |  | Approved
X/2014/0210/F | 2014-04-15 | Ards and North Down | Single wind turbine | Erection of a Bonus 250kw wind turbine (hub height 30m rotor diameter 33m) and control room (in substitution for previously approved application X/2011/0587/F) | Lands approximately 280m South East of 11 Dunevely Road Portaferry | 361294 | 354780 | Approved | 2015/16 | 2015-07-30 |  |  | Approved
T/2014/0142/F | 2014-04-16 | Antrim and Newtownabbey | Wind farm | Retention of 2 wind turbines erected at locations at variance from that approved under T/2009/0514/F (Turbine A) and T/2004/0196/F not implemented within time constraint (Turbine C) | Land Approx. 200m South West of 3 Carmavy Road Nutts Corner Crumlin | 318278 | 380643 | Refused | 2014/15 | 2015-02-04 |  |  | Refused
G/2014/0155/F | 2014-04-17 | Mid and East Antrim | Single wind turbine | Wind turbine with a 36m hub height and a 31m rotor diameter with a max output not exceeding 250kw | 175m South east of 91 Moorfields Road Ballymena BT42 3BU | 314410 | 400914 | Withdrawn | 2015/16 | 2015-06-17 |  |  | Withdrawn
K/2014/0164/F | 2014-04-17 | Fermanagh and Omagh | Single wind turbine | Erection of single wind turbine - 40m hub height with 27m blades, associated access and 2 no. electricity cabinets | Lands 800m North of 95 Fingrean Road Omagh | 258388 | 378206 | Approved | 2014/15 | 2015-03-31 |  |  | Approved
K/2014/0166/F | 2014-04-23 | Fermanagh and Omagh | Single wind turbine | Erection of single wind turbine - 30.4m hub height with 14.55m blades, associated access and 2 no. electricity cabinets. | Lands 255m North East of 7 Finmill Road Sixmilecross | 259580 | 367322 | Approved | 2015/16 | 2015-08-19 |  |  | Approved
O/2014/0216/F | 2014-04-23 | Armagh, Banbridge and Craigavon | Single wind turbine | Erection of single wind turbine (30.4m hub height with 14.55m blades), associated access and electricity cabinets | 290m North East of 154 Darkley Road Keady Co Armagh | 287626 | 331283 | Refused | 2016/17 | 2016-08-17 |  |  | Refused
O/2014/0219/F | 2014-04-23 | Armagh, Banbridge and Craigavon | Single wind turbine | Erection of wind turbine (30.4 metre height with 14.55 metre blades), associated access and electricity cabinets | 290 metres south east of no.120 Dundrum Road Tassagh Co Armagh | 287366 | 335646 | Withdrawn | 2014/15 | 2014-11-04 |  |  | Withdrawn
R/2014/0211/F | 2014-04-23 | Newry, Mourne and Down | Single wind turbine | 150 kw Wind Turbine on 40m Tower | 165m North East of 14 Mearn Road Quoile Downpatrick | 350226 | 346713 | Approved | 2015/16 | 2016-03-16 |  |  | Approved
W/2014/0197/F | 2014-04-23 | Ards and North Down | Single wind turbine | A single wind turbine with a tower height of 40m and a max power output of 250kw. | approx. 320m NE of 186a Church Road Holywood | 341853 | 377316 | Withdrawn | 2014/15 | 2014-09-24 |  |  | Withdrawn
X/2014/0225/F | 2014-04-23 | Ards and North Down | Single wind turbine | Erection of single wind turbine (225kW output) 30.4m Hub height with 14.55 blades associated access and 2no electricity cabinets | Lands 340m South East of 19 Glastry Road Kircubbin | 362394 | 362628 | Approved | 2015/16 | 2015-12-14 |  |  | Approved
J/2014/0127/F | 2014-04-25 | Derry and Strabane | Single wind turbine | Proposed erection of 250 k/w wind turbine (hub height 50 metres) to serve electricity grid | 660m North West of 37 Cavan Road Castlederg Co Tyrone | 223645 | 385455 | Withdrawn | 2015/16 | 2015-09-09 |  |  | Withdrawn
K/2014/0170/F | 2014-04-25 | Fermanagh and Omagh | Single wind turbine | Amendment to existing planning approval K/2012/0361/F. Change in turbine size from 54.5 (to tip height) to 59.5m (to tip height) | Lands 177m North of 38 Mulnafaye Road Omagh Co Tyrone BT79 0PG | 254728 | 377414 | Withdrawn | 2014/15 | 2014-11-13 |  |  | Withdrawn
K/2014/0173/F | 2014-04-25 | Fermanagh and Omagh | Single wind turbine | Amendment to existing planning approval K/2012/0362/F - Change in turbine size from 54.5m (to tip height) to 59.5m (to tip height). | Lands 234m North of 38 Mulnafye Road Omagh | 254789 | 377436 | Withdrawn | 2015/16 | 2015-10-19 |  |  | Withdrawn
U/2014/0119/F | 2014-04-25 | Antrim and Newtownabbey | Single wind turbine | To install one domestic wind turbine with height not exceeding 10m from ground level.Diameter of turbine not exceeding 2m. | 20 Fernagh Gardens Newtownabbey BT37 0BL | 335158 | 382802 | Refused | 2014/15 | 2014-08-06 |  |  | Refused
C/2014/0166/F | 2014-04-28 | Causeway Coast and Glens | Single wind turbine | Proposed erection of a wind turbine with a 31m hub height and a 27m rotor diameter with a max output not exceeding 225kw | 276m N/NE of 26 Roselick Road Portstewart Co Derry BT55 7PP | 284343 | 438509 | Withdrawn | 2014/15 | 2014-07-25 |  |  | Withdrawn
D/2014/0088/F | 2014-04-28 | Causeway Coast and Glens | Single wind turbine | Proposed removal of existing 24m high wind turbine and replacement with 100kw wind turbine with tower height of 40m and rotar diameter of 25.4m to be positioned 100m to the south west of existing turbine. | Approx 200m West of 143 Finvoy Road Ballymoney | 295173 | 419515 | Approved | 2015/16 | 2015-05-07 |  |  | Approved
O/2014/0225/F | 2014-04-28 | Armagh, Banbridge and Craigavon | Single wind turbine | Proposed 150 kw wind turbine on 30m mast and 24m Rotor | Adjacent to Unimush Ireland Ltd Edenavey Industrial Estate Armagh | 289591 | 343609 | Refused | 2016/17 | 2016-12-12 |  |  | Refused
M/2014/0477/F | 2014-05-02 | Mid Ulster | Single wind turbine | Change of turbine type from previous approval planning ref: M/2013/0328/F to turbine measuring 40m to hub with 14.9m blade radius, with an output up to 250kW. Position of turbine remains unchanged. | 200m North West of 39 Kilsannagh Lane Dungannon | 276513 | 352353 | Approved | 2016/17 | 2016-09-13 |  |  | Approved
O/2014/0230/F | 2014-05-02 | Armagh, Banbridge and Craigavon | Single wind turbine | Erection of wind turbine (Hub Height 50M) with a maximum output not exceeding 250kW and maintenance laneway. | 300m North of 28 Drumgaw Road Armagh. | 289343 | 342598 | Refused | 2015/16 | 2015-10-28 |  |  | Refused
X/2014/0248/F | 2014-05-02 | Ards and North Down | Single wind turbine | Proposed 80kw Wind Turbine n 36.6m Tower and 18m rotor diameter (45.6m to tip height). | Lands 361m North East of 40 Tullyhubbert Road Tullyhubbert Ballygowan. | 341505 | 365531 | Approved | 2014/15 | 2015-03-31 |  |  | Approved
C/2014/0183/F | 2014-05-06 | Causeway Coast and Glens | Single wind turbine | Erection of Single Wind Turbine - 30.4m hub height with 14.55m blades, associated access and 2 no electricity cabinets (225kw output) | Lands 335m South of 20 Glen Road Garvagh | 281618 | 412294 | Approved | 2015/16 | 2015-11-24 |  |  | Approved
K/2014/0207/F | 2014-05-07 | Fermanagh and Omagh | Single wind turbine | Proposed erection of 1no. 250kw wind turbine Bonus M2 on 31m mono-pole to serve dwelling, existing business with surplus spillage to the grid | Approx 354m North North West of 136 Termon Road Carrickmore | 263905 | 372014 | Approved | 2016/17 | 2016-06-07 |  |  | Approved
N/2014/0237/F | 2014-05-09 | Armagh, Banbridge and Craigavon | Single wind turbine | Erection of 1 no 250KW Wind Turbine with a hub height of 40m | 294M North West of 26 Ballynery Road North Portadown | 301546 | 360360 | Approved | 2014/15 | 2015-02-27 |  |  | Approved
L/2014/0212/F | 2014-05-14 | Fermanagh and Omagh | Single wind turbine | Proposed installation of a wind turbine on a tubular tower of up to 50m (to hub height) with blades up to 73.5m (to tip height). | Lands 364m North West of 56 Drumbristan Road Doochrock Kesh Co Fermanagh BT93 1LA. | 223267 | 369782 | Refused | 2015/16 | 2015-11-09 |  |  | Refused
L/2014/0215/F | 2014-05-14 | Fermanagh and Omagh | Single wind turbine | Proposed installation of a wind turbine on a tubular tower of up to 50m (to hub height) with blades up to 73.5m (to tip height) | Lands 245m North West of 56 Drumbristan Road Doochrock Kesh Co Fermanagh BT93 1LA | 223227 | 369747 | Refused | 2015/16 | 2015-11-10 |  |  | Refused
Q/2014/0177/F | 2014-05-15 | Armagh, Banbridge and Craigavon | Single wind turbine | Proposed 11kw Gaia Wind Turbine on Lattice Tower to support existing farm business. (18.3m Hub Height, 13m Rotor, overallheight 24.8m) | Approximately 82metres East-North-East of 14 Lackan Road Ballyroney Banbridge BT32 5JA | 322554 | 337603 | Approved | 2014/15 | 2015-03-24 |  |  | Approved
C/2014/0199/F | 2014-05-16 | Causeway Coast and Glens | Single wind turbine | 250 kw Wind Turbine with 32m Hub Height for Farm and Grid Use. | 592m South West of 19 Ballyhacket Lane Castlerock BT51 4SU. | 274411 | 433143 | Refused | 2014/15 | 2015-02-26 |  |  | Refused
H/2014/0182/F | 2014-05-16 | Mid Ulster | Single wind turbine | Proposed 1 No. 225kW wind turbine, hub height of 40.156 metres, 16.500 metre rotor radius - overall height 56.656 metres | Approximately 375m SSW of 64 Dreenan Road Upperlands County Londonderry BT46 5TZ | 290390 | 403324 | Withdrawn | 2014/15 | 2014-11-17 |  |  | Withdrawn
K/2014/0235/F | 2014-05-16 | Fermanagh and Omagh | Single wind turbine | Proposed 250kw wind turbine with 40m hub height and 27m rotor diameter. | 466m East of 102 Altanaveragh Road Fintona BT78 2EP | 248978 | 356919 | Approved | 2015/16 | 2015-05-13 |  |  | Approved
Q/2014/0174/F | 2014-05-19 | Armagh, Banbridge and Craigavon | Single wind turbine | Proposed 150KW wind turbine on 30m tower with blade height of 40.5 metres and access | Approximately 180 metres South East of 49 Aghaderg Road Banbridge BT324LB. | 312328 | 342562 | Approved | 2016/17 | 2016-04-13 |  |  | Approved
Q/2014/0180/F | 2014-05-19 | Armagh, Banbridge and Craigavon | Single wind turbine | Proposed 250kw wind turbine with a rotar diameter of 29m and hub height of 36m, to replace previously approved 100kw wind turbine. Planning ref Q/2011/0251/F | 160M South West of 45 Legananny Road Loughbrickland BT323QR | 309259 | 342282 | Approved | 2015/16 | 2015-11-24 |  |  | Approved
I/2014/0162/F | 2014-05-20 | Mid Ulster | Single wind turbine | Increase tower height of wind turbine from 31m as approved under I/2010/0268/F to 40m (Amended P1 Form Description and Turbine Type) | 356m NW of 30 Limehill Road Pomeroy | 268812 | 373278 | Approved | 2015/16 | 2015-05-08 |  |  | Approved
K/2014/0237/F | 2014-05-20 | Fermanagh and Omagh | Single wind turbine | Proposed 250kw wind turbine with max hub height of 40m and max rotor diameter of 31m | 390m North West of 145 Creggan Road Carrickmore Omagh | 262087 | 377038 | Approved | 2015/16 | 2016-03-15 |  |  | Approved
P/2014/0455/F | 2014-05-20 | Newry, Mourne and Down | Single wind turbine | Erection of wind turbine with a hub height of 30m (to rotor centre) and a rotor diameter of 29m extended to a total height of 44.5m top tip with a maximum output not exceeding 225kw with associated access provision (via existing lane to 60 kingsmill road with extened section to serve the wind turbine) | 167m North East of no 60 Kingsmill Road Whitecross Armagh | 300437 | 331155 | Refused | 2015/16 | 2016-02-18 |  |  | Refused
O/2014/0268/F | 2014-05-21 | Armagh, Banbridge and Craigavon | Single wind turbine | Erection of single wind turbine - 40m hub height with 27m blades, associated access and 2 no electricity cabinets | Lands 285m east of 8 Outlack Road Armagh | 290229 | 340714 | Approved | 2015/16 | 2015-07-01 |  |  | Approved
Q/2014/0194/F | 2014-05-23 | Armagh, Banbridge and Craigavon | Single wind turbine | Proposed Installation of a wind turbine on a tubular tower of up to 40m (to hub height) with blades up to 59.5m (to tip height). | Lands 455m West of 33 Dublinhill Road Magherabeg Dromore Co. Down BT25 1SY | 317268 | 354729 | Approved | 2015/16 | 2015-05-26 |  |  | Approved
T/2014/0201/F | 2014-05-23 | Antrim and Newtownabbey | Solar farm | Installation and operation of a solar farm and associated infrastructure, including photovoltaic panels, mounting frames, inverters, transformers, substations, communication building, fence and pole mounted security cameras, for the life of the solar farm | Adjacent land north and west of no 63 Moira Road Crumlin Co. Antrim BT29 4JL | 317744 | 376228 | Approved | 2014/15 | 2014-12-04 |  |  | Approved
I/2014/0178/F | 2014-05-27 | Mid Ulster | Single wind turbine | Proposed 100kw wind turbine with a 50m hub height and a 15m radius blade, for own use and connection to the grid (amended description and noise data) | 490m East of 35 Legmurn Road Stewartstown | 287424 | 372412 | Approved | 2016/17 | 2016-04-12 |  |  | Approved
T/2014/0203/F | 2014-05-27 | Antrim and Newtownabbey | Single wind turbine | Erection of a wind turbine (225kw) with a tower height of 31m and a total blade tip height of 44.5m (amended proposal) | Approximately 230m North East of 47 Thornhill Road Antrim | 314572 | 392551 | Approved | 2014/15 | 2015-03-31 |  |  | Approved
G/2014/0201/F | 2014-05-28 | Mid and East Antrim | Single wind turbine | Installation of 6kw domestic scale wind turbine on a 15m mast (17.8 metres to blade tip) turbine will provide electricity to applicants property | 30m South East of 36 Ballybogey Road Clough | 309131 | 415501 | Approved | 2015/16 | 2015-06-30 |  |  | Approved
N/2014/0273/F | 2014-05-28 | Armagh, Banbridge and Craigavon | Single wind turbine | Proposed wind turbine, hub height of 36metres, 14.8 metre Rotor Radius - Overall Height 50.8 metres to support Quarry Business (amended height) | 263Metres South West of 60 Moy Road Cornamucklagh Portadown BT62 1QW | 297952 | 355019 | Approved | 2015/16 | 2015-07-06 |  |  | Approved
O/2014/0289/F | 2014-05-28 | Armagh, Banbridge and Craigavon | Single wind turbine | Erection of wind turbine (amendment to planning approval O/2012/0324/F to increase tower height by 13 metres) | Approximately 240 metres north of 18b Derryraine Road Armagh Co.Armagh BT60 1NZ | 290339 | 343460 | Approved | 2014/15 | 2014-11-12 |  |  | Approved
K/2014/0259/F | 2014-05-30 | Fermanagh and Omagh | Single wind turbine | Erection of a single wind turbine, 30.4m hub height with 14.55m blades, associated access and 2 no. electricity cabinets (225kw) | Lands 225m NW of 39 Legacurry Road Seskinore Omagh | 251560 | 363283 | Approved | 2014/15 | 2015-01-12 |  |  | Approved
L/2014/0243/F | 2014-05-30 | Fermanagh and Omagh | Single wind turbine | Erection of single wind turbine - 30.4m hub height with 14.55m blades, associated access and 2no electricity cabinets (225kw) | Lands 415m North West of 4 Doagh Road Derrygonnelly | 209954 | 352752 | Approved | 2014/15 | 2015-02-27 |  |  | Approved
X/2014/0302/F | 2014-05-30 | Ards and North Down | Single wind turbine | Erection of 225KW single wind Turbine (30.4m hub height with 14.55 blades) associated access and 2no electricity cabinets | 407m South West of 1 Kestrel Drive Ballyhalbert | 363420 | 363421 | Approved | 2015/16 | 2015-12-14 |  |  | Approved
R/2014/0305/F | 2014-06-03 | Newry, Mourne and Down | Single wind turbine | Increase in hub height of wind turbine previously approved under planning R/2011/0189/F from 30m to 40m. Turbine to be sited at the same location with output not exceeding 250KW | 270m South East of 46 Ballynoe Road Downpatrick | 349028 | 341539 | Approved | 2014/15 | 2014-11-25 |  |  | Approved
C/2014/0232/F | 2014-06-05 | Causeway Coast and Glens | Single wind turbine | Erection of 250kw wind turbine on farm with 40m hub and 29m blade diameter (proposal in same location as approved under C/2012/0142/F but with proposed 10m increase in hub height) | 438m NW of No 56 Ballinteer Road Macosquin Coleraine BT51 4LZ | 281533 | 430452 | Approved | 2014/15 | 2015-01-21 |  |  | Approved
D/2014/0115/F | 2014-06-05 | Causeway Coast and Glens | Single wind turbine | Change of turbine from that previously approved under D/2012/0120/F to a turbine with a 40m hub height and 27m blades, associated access and 2 no electricity cabinets | 250m West of 71 Mullan Road Ballymoney BT53 7DZ | 296955 | 418199 | Approved | 2014/15 | 2014-11-20 |  |  | Approved
K/2014/0269/F | 2014-06-06 | Fermanagh and Omagh | Single wind turbine | Proposed 250 kW wind turbine with max hub height of 40m to supply power to 2 no farms units with excess sold to grid (BAT ASSESSMENT REPORT DATED 29.10.14) | 270m North East of 20 Glencordial Road Omagh | 247071 | 375533 | Refused | 2014/15 | 2015-03-31 |  |  | Refused
L/2014/0265/F | 2014-06-06 | Fermanagh and Omagh | Single wind turbine | Proposed installation of a wind turbine on a tubular tower of up to 40m (tob hub height) with blades up to 55.5m (to tip height) | Lands 403m North West of 69 Carn Road Ballyreagh Tempo Co Fermanagh | 231410 | 349583 | Approved | 2014/15 | 2014-09-22 |  |  | Approved
M/2014/0291/F | 2014-06-06 | Mid Ulster | Single wind turbine | Erection of a wind turbine up to 500kw on monopole with 50m tower (hub height) and 54m diameter rotor for factory supply and grid connection | 11 Aghnagar Road Tullyvannon Ballygawley | 267951 | 361026 | Approved | 2014/15 | 2014-11-18 |  |  | Approved
A/2014/0290/F | 2014-06-09 | Derry and Strabane | Single wind turbine | 225kw wind turbine with a rotor diameter of 29 m and hub height of 40m | 250m north east of 16 Eden Road Park | 259963 | 402489 | Refused | 2014/15 | 2014-12-08 |  |  | Refused
J/2014/0166/F | 2014-06-10 | Derry and Strabane | Single wind turbine | Proposed 250kw wind turbine with 30m hub height to serve farm with surplus to grid. | 475m North of 130 Moorlough Road Artigarvan | 243105 | 399518 | Refused | 2016/17 | 2016-07-07 |  |  | Refused
L/2014/0268/F | 2014-06-12 | Fermanagh and Omagh | Single wind turbine | Erection of a 250KW single wind turbine with a hub height of 40 metres and 30 m rotor diameter. | 360m South West of 31 Springtown Road Kinawley Co Fermanagh BT92 4EB. | 221894 | 327912 | Approved | 2016/17 | 2016-06-10 |  |  | Approved
C/2014/0240/F | 2014-06-16 | Causeway Coast and Glens | Single wind turbine | Proposed 150kw wind turbine with a rotor diameter of 24m and hub height of 24m, to replace previously approved 50kw wind turbine (planning ref: C/2011/0553/F | 500m NW of 60 Loguestown Road Portrush | 284881 | 438980 | Approved | 2014/15 | 2014-11-05 |  |  | Approved
Q/2014/0220/F | 2014-06-17 | Armagh, Banbridge and Craigavon | Single wind turbine | Proposed installation of a wind turbine on a tubular tower of up to 40 metres (to hub height) with blades up to 55.5 metre (to tip height) | Lands 205 metre south of 17 Lisnaree Road Ballydown Banbridge BT32 4JS | 314647 | 345853 | Approved | 2016/17 | 2016-04-19 |  |  | Approved
R/2014/0326/F | 2014-06-17 | Newry, Mourne and Down | Single wind turbine | Proposed installation of a wind turbine on a tubular tower -with blade top height up to 56m with switch room/sub-station and assocaited ancillary works | 415m NE of 21 Downpatrick Road Killough | 353282 | 337992 | Approved | 2014/15 | 2014-11-26 |  |  | Approved
R/2014/0327/F | 2014-06-17 | Newry, Mourne and Down | Single wind turbine | Amendment to existing planning approval R/2011/0708/F. Change in turbine size from 54.5 (to tip height) to 59.5m (to tip height) | Lands 465m SW of 115 Ardgalss Road Tobermoney Downpatrick | 350829 | 341941 | Approved | 2015/16 | 2015-04-29 |  |  | Approved
M/2014/0309/F | 2014-06-18 | Mid Ulster | Single wind turbine | Amendment to existing planning approval M/2011/0556/F, Change in turbine size from 54.5m (to tip height) to 59.5m (to tip height). | Lands 461m NW of 34 Cavey Road Findrum Ballygawley | 261654 | 359989 | Approved | 2014/15 | 2014-12-09 |  |  | Approved
Q/2014/0227/F | 2014-06-18 | Armagh, Banbridge and Craigavon | Single wind turbine | Erection of single wind turbine - 30.4m hub height with 29.1m diameter blades, associated access and 2 No electricity cabinets. | Lands 310m North of 57 Leapoges Road Dromore. | 325644 | 352609 | Approved | 2015/16 | 2015-11-11 |  |  | Approved
G/2014/0226/F | 2014-06-19 | Mid and East Antrim | Single wind turbine | Proposed 250kw wind turbine with 40m hub and 27m rotor diameter | Land at 316m North West of 132 Knockan Road Broughshane BT437JA. | 313040 | 409108 | Approved | 2016/17 | 2016-10-07 |  |  | Approved
G/2014/0227/F | 2014-06-19 | Mid and East Antrim | Single wind turbine | Erection of single wind turbine-30m hub height with 14.55m blades,associated access and 2 no. electricity cabinets (225kw) | Lands 660m North East of 22 Slane Road Broughshane | 325368 | 412527 | Approved | 2015/16 | 2015-06-01 |  |  | Approved
H/2014/0236/F | 2014-06-19 | Mid Ulster | Single wind turbine | Proposed 250kw wind turbine with 44m hub height and 31m rotor diameter and battery storage unit | Lands approximately 390 metres to the northwest of No. 57 Lismoyle Road Swatragh BT51 5UJ.Access taken off the Barnside Road. | 288341 | 410824 | Approved | 2015/16 | 2015-09-22 |  |  | Approved
S/2014/0415/F | 2014-06-19 | Lisburn and Castlereagh | Single wind turbine | Proposed V39 250kw wind turbine on 40m high tower (Amended plan) | Approx 400m North North East of 51 Edentrillick Road Hillsborough. | 323666 | 355993 | Refused | 2017/18 | 2018-03-12 |  |  | Refused
X/2014/0350/F | 2014-06-20 | Ards and North Down | Single wind turbine | Proposed 150kw wind turbine with a rotar diameter of 24m and hub height of 30m | 280m North of 14 Glastry Road Ballyhalbert BT22 ADP | 362760 | 363611 | Withdrawn | 2014/15 | 2014-09-01 |  |  | Withdrawn
D/2014/0120/F | 2014-06-23 | Causeway Coast and Glens | Single wind turbine | Proposed installation of a wind turbine on a tubular tower of up to 50m (to hub height) with blades up to 69.5m (to tip height) | lands 212m South East of 69 Tullaghans Road Dunloy Co.Antrim BT44 9EB | 299203 | 418384 | Approved | 2015/16 | 2016-03-22 |  |  | Approved
L/2014/0289/F | 2014-06-23 | Fermanagh and Omagh | Single wind turbine | .Planning permission to increase blade diameter of approved wind turbine L/2011/0842/F from 27 metres to 30 metres. | 570 Metres North East of No 99 Cornahaltie Road Killybeg Garrison BT93 4AS | 198136 | 354856 | Withdrawn | 2014/15 | 2014-09-02 |  |  | Withdrawn
M/2014/0321/F | 2014-06-24 | Mid Ulster | Single wind turbine | Proposed installation of a wind turbine on a tubular tower of up to 40m height (to hub height) with blades up to 55m (to tip height) | Lands 339m North East of 39 Rarogan Road Ballygawley Co Tyrone | 256897 | 358698 | Approved | 2015/16 | 2015-11-04 |  |  | Approved
H/2014/0241/F | 2014-06-25 | Mid Ulster | Wind farm | Proposed extension to the approved Brockaghboy Windfarm (Ref: C/2007/1186/F) comprising 4 wind turbines, up to a maximum of 125m base to blade tip height (up to 80m hub height and up to 93m blade diameter) associated transformers, a permanent anemometer mast, construction of new site access tracks, gates, substation and site control room, electrical cabling, a temporary site compound, a new site entrance, road improvement works at the site entrance, and all other associated ancillary works. | Land approximately 1.76km south of Dowlins Bridge Drumbane Road Garvagh Coleraine Co Londonderry | 281614 | 409345 | Approved | 2015/16 | 2015-10-28 |  |  | Approved
I/2014/0219/F | 2014-06-26 | Mid Ulster | Single wind turbine | Erection of a single wind turbine, 30.4m hub height with 14.55m blades, associated access and 2 no. electricity cabinets | Lands 380m East of 9 Mobuy Road Cookstown | 277690 | 386724 | Approved | 2014/15 | 2014-12-03 |  |  | Approved
O/2014/0338/F | 2014-06-26 | Armagh, Banbridge and Craigavon | Single wind turbine | Erection of single wind turbine-30.4 metre hub height with 14.55 metre blades, associated access and 2 no. electricity cabinets (Additional info) | 360 metres South East of 30 Foryarr Road Killylea | 277220 | 345969 | Approved | 2015/16 | 2015-09-28 |  |  | Approved
B/2014/0133/F | 2014-06-27 | Causeway Coast and Glens | Single wind turbine | Erection of single wind turbine (50m hubheight with 27m blades) associated access and 2 no. electricity cabinets | 1135m northwest of 229 Drum Road Dungiven Limavady | 263463 | 411528 | Refused | 2016/17 | 2016-09-01 |  |  | Refused
O/2014/0342/F | 2014-06-27 | Armagh, Banbridge and Craigavon | Single wind turbine | Relocation of existing GAIA wind turbine / blade tip height up to 24.8 metres | 116 metres North of No. 83 Cormeen Road Killylea Armagh | 279967 | 341756 | Withdrawn | 2014/15 | 2014-09-26 |  |  | Withdrawn
P/2014/0573/F | 2014-06-27 | Newry, Mourne and Down | Single wind turbine | New wind turbine with a total height of 46.770m (hub height 32.270m) and (rotor diameter 14.5m) with a max output not exceeding 225kw with associated site access. | 390m east of No. 37 Shaughan Road Belleeks Newry BT35 7PP | 298747 | 324815 | Withdrawn | 2015/16 | 2015-10-07 |  |  | Withdrawn
Q/2014/0238/F | 2014-06-27 | Armagh, Banbridge and Craigavon | Single wind turbine | Erection of 1 No. wind turbine with a hub height of 40 metres, rotor diameter of 39 metres and total height to blade tip of 59.5m (amended design to that approved under Q/2011/0343/F) | Lands 394m South East of 25 Drumneath Road Banbridge BT32 3SS | 316713 | 345698 | Approved | 2014/15 | 2014-11-19 |  |  | Approved
L/2014/0306/F | 2014-06-30 | Fermanagh and Omagh | Single wind turbine | Proposed 250kw wind turbine 69.5m (to tip height) in substitution for wind turbine approvals L/2013/0109/F and L/2013/0110/F | Lands 755m South East of 40 Aghyoule Road Derrylin BT92 9AP | 226944 | 324278 | Approved | 2014/15 | 2014-09-04 |  |  | Approved
R/2014/0358/F | 2014-06-30 | Newry, Mourne and Down | Single wind turbine | Proposed single wind turbine with hub height of 30m and rotor diameter of 24m and associated ancillary works | Lands approximatley 290m South East of the clubhouse at Spa Golf Club 20 Grove Road Ballynahinch | 335778 | 351359 | Refused | 2014/15 | 2014-12-22 |  |  | Refused
X/2014/0364/F | 2014-06-30 | Ards and North Down | Single wind turbine | A single 250KW wind turbine with a base height of 40m and blade length of 19.5m | Approx 170m SE of 36 New Road Carrowdore | 359811 | 372203 | Approved | 2015/16 | 2015-09-22 |  |  | Approved
I/2014/0224/F | 2014-07-01 | Mid Ulster | Single wind turbine | Installation of a 250kw wind turbine with a tower height 40.156m and blade span of 29.1m, access via existing lane to provide power to existing farm and remainder to the grid | Approx 380m NW of 48 Tullyveagh Road Cookstown | 284684 | 376597 | Withdrawn | 2014/15 | 2014-11-11 |  |  | Withdrawn
L/2014/0307/F | 2014-07-01 | Fermanagh and Omagh | Single wind turbine | Proposed 225 kW Wind Turbine [42.165m Hub - 13.5m Rotor Radius - 56.665m Overall Height] to support existing farm business. | Approximately 238m North of 219 Lattone Road Greaghaphort Belcoo Co Fermanagh BT93 5EF. | 202844 | 342324 | Approved | 2014/15 | 2015-03-05 |  |  | Approved
L/2014/0308/F | 2014-07-01 | Fermanagh and Omagh | Single wind turbine | A wind turbine up to a maximum tip height of 77m comprising a configuration of up to 50m hub and up to 54m rotor diameter, associated transformer and electric cabling. | 685 metres southeast of 105 Cornahaltie Road Killy Beg Garrison Co Fermanagh BT93 4AS | 198698 | 354096 | Withdrawn | 2014/15 | 2014-10-16 |  |  | Withdrawn
L/2014/0313/F | 2014-07-01 | Fermanagh and Omagh | Single wind turbine | A wind turbine up to maximum tip height of 77m comprising a configuration of up to 50m hub and up to 54m rotor diameter, associated transformer and electric cabling | 391 metres South East of 105 Cornahaltie Road Killy Beg Garrison Co Fermanagh | 198415 | 354185 | Withdrawn | 2014/15 | 2014-10-16 |  |  | Withdrawn
M/2014/0335/F | 2014-07-01 | Mid Ulster | Single wind turbine | Proposed Endurance Wind turbine (maximum 100kW) on tubular tower to support existing farm business. (36.6m Hub height, 23.5 Rotor, overall height 48.4m). | 160m east of 28 Mullaghcreevy Road Donaghmore Dungannon | 277071 | 363639 | Approved | 2015/16 | 2015-07-09 |  |  | Approved
E/2014/0134/F | 2014-07-02 | Causeway Coast and Glens | Single wind turbine | Erection of a single wind turbine with 37m hub height (50.5m to blade tip) and construction of a new access track together with associated electricity switch room | 837m NW of 59 Moyarget Road Carneatly Ballycastle BT54 6HL | 308514 | 439929 | Refused | 2014/15 | 2015-01-07 |  |  | Refused
G/2014/0241/F | 2014-07-02 | Mid and East Antrim | Single wind turbine | Change of turbine from that approved under planning Ref. G/2012/0113/F to a 250kw turbine with a 40m hub height and 27m blades, associated access and 2No. electricity cabinets | 300m NW of 26 Dungonnell Road Glenravel BT43 7LJ | 318529 | 417535 | Approved | 2014/15 | 2014-12-18 |  |  | Approved
I/2014/0226/F | 2014-07-02 | Mid Ulster | Single wind turbine | Installation of a wind turbine of up to 3mw capacity on a tubular tower with a hub height of up to 80m and a blade tip height of up to 125m | Land 860m North of 24c Dirnan Road Cookstown | 279449 | 386713 | Refused | 2015/16 | 2015-06-03 |  |  | Refused
K/2014/0318/F | 2014-07-02 | Fermanagh and Omagh | Single wind turbine | Proposed 150Kw Wind Turbine with mast height 30m x 27m diameter rotor to generate electricity for export to grid. | Approx 340m north west of 70 Bracky Road Sixmilecross | 254806 | 371484 | Approved | 2015/16 | 2015-06-17 |  |  | Approved
C/2014/0273/F | 2014-07-07 | Causeway Coast and Glens | Single wind turbine | Erection of a 250kw 3 Blade Wind Turbine with 30m Hub Height and Nominal Rotor Diameter of 30m. | North Coast Wastewater Treatment Works Roselick Road Portrush Co. Antrim BT56 8PE. | 284299 | 438773 | Refused | 2014/15 | 2014-12-03 |  |  | Refused
G/2014/0255/F | 2014-07-07 | Mid and East Antrim | Single wind turbine | Erection of endurance E-3120 50kw Wind Turbine for farm and grid use (hub height 24.6m and rotor diameter 19.2m) | 295m North East of 26 Lisles Hill Road Broughshane Ballymena. | 324066 | 410110 | Approved | 2015/16 | 2015-09-17 |  |  | Approved
N/2014/0334/F | 2014-07-07 | Armagh, Banbridge and Craigavon | Single wind turbine | Proposed 250kw Wind turbine with 40m hub height and 27m rotor diameter | 436m NE of 12 Lismaine Road Magheralin BT67 0RJ | 313825 | 357426 | Withdrawn | 2015/16 | 2015-04-28 |  |  | Withdrawn
H/2014/0253/F | 2014-07-08 | Mid Ulster | Single wind turbine | Proposed installation of a wind turbine on a tubular tower of up to 30m (to hub height)with blades up to 42.3m (to tip height) (Amended description). | Lands 256m South West of 27 Calmore Road Tobermore BT45 5PX | 283111 | 395834 | Approved | 2016/17 | 2016-11-08 |  |  | Approved
H/2014/0254/F | 2014-07-08 | Mid Ulster | Single wind turbine | Proposed installation of a wind turbine on a tubular tower of up to 30m (to hub height) with blades up to 40.5m (to tip height) | Lands 42m North of 100 Coleraine Road Tamnymullan Maghera BT46 5BN | 285420 | 401476 | Withdrawn | 2015/16 | 2016-03-12 |  |  | Withdrawn
I/2014/0232/F | 2014-07-09 | Mid Ulster | Single wind turbine | Erection of 1no 150kw wind turbine with a hub height of 24m | 260m North East of 80 Cookstown Road Moneymore | 284047 | 381365 | Approved | 2014/15 | 2014-10-07 |  |  | Approved
Q/2014/0256/F | 2014-07-09 | Armagh, Banbridge and Craigavon | Single wind turbine | Amendment to existing planning approval Q/2011/0402/F. Change in turbine type and rotor diameter from 29m to 29.6m | Lands approximately 255m South of No 29 Quarry Road Tullyrain Banbridge | 315733 | 346124 | Approved | 2015/16 | 2015-11-13 |  |  | Approved
O/2014/0354/F | 2014-07-10 | Armagh, Banbridge and Craigavon | Single wind turbine | Erection of a RRB/Vestas V27, 225kW wind turbine on a tubular tower (31m hub height and 27m rotor diameter) with extensions to existing farm lane to provide access (Additional Information) | 220m west of 55 and 57 Annareagh Road Richhill BT61 9JT | 294295 | 346145 | Approved | 2014/15 | 2015-03-24 |  |  | Approved
H/2014/0260/F | 2014-07-11 | Mid Ulster | Single wind turbine | Erection of Single Wind Turbine - 30.4m Hub Height with 14.55m Blades, associated access and 2 No Electricity Cabinets | Lands 715m North of 8 Tirgan Road Carndaisy Moneymore Londonderry BT45 7UA | 282538 | 387160 | Approved | 2014/15 | 2015-03-20 |  |  | Approved
I/2014/0238/F | 2014-07-11 | Mid Ulster | Single wind turbine | Erection of single wind turbine - 30.4m hub height with 14.55m blades, associated access and 2 no. electricity cabinets | Lands 315m East of 37 Sessiagh Road Cookstown | 284039 | 374557 | Approved | 2015/16 | 2015-05-12 |  |  | Approved
B/2014/0159/F | 2014-07-16 | Causeway Coast and Glens | Single wind turbine | Proposed 225kw wind turbine with a rotor diameter of 27m and tower height of 30m | 277m north east of 32 Coolnasallagh Road Dungiven | 272003 | 408354 | Refused | 2015/16 | 2015-06-15 |  |  | Refused
I/2014/0243/F | 2014-07-16 | Mid Ulster | Single wind turbine | A single 250kw wind turbine with a base height of 37m and a blade length of 27m | 260m East of 20 Ballydawley Road Moneymore Co Londonderry | 287824 | 379765 | Approved | 2014/15 | 2015-01-05 |  |  | Approved
L/2014/0338/F | 2014-07-16 | Fermanagh and Omagh | Single wind turbine | Proposed installation of a wind turbine on a tubular tower of up to 40m (to hub height) with blades up to 55.5m (to tip height) | Lands 322m North East of 8 Lissan Lane Enniskillen Co Fermanagh BT74 4PF | 228226 | 347362 | Approved | 2015/16 | 2015-06-04 |  |  | Approved
L/2014/0340/F | 2014-07-16 | Fermanagh and Omagh | Single wind turbine | Amendment to existing planning approval L/2012/0301/F. Proposed installation of a wind turbine (not to exceed 250kW) including NIE substation to export electricity to grid. | Lands 60m North of Fermanagh GAA training facilities building at Lissan Garvary Enniskillen Co Fermanagh | 227873 | 347466 | Approved | 2014/15 | 2015-02-09 |  |  | Approved
O/2014/0362/F | 2014-07-16 | Armagh, Banbridge and Craigavon | Single wind turbine | Proposed installation of a wind turbine on a tubular tower - with a blade tip height up to 55 metres with switch room/sub-station and associated ancillary works | 305 metres north west of no 8 Tullyherron Road Markethill BT60 2UF | 298598 | 333041 | Approved | 2014/15 | 2015-01-12 |  |  | Approved
R/2014/0392/F | 2014-07-18 | Newry, Mourne and Down | Single wind turbine | Proposed V39 250KW wind turbine on 40m high tower. | Approx 400m East South East of 47 Loughmoney Road Raholp Downpatrick | 354135 | 347179 | Refused | 2016/17 | 2016-11-28 |  |  | Refused
S/2014/0492/F | 2014-07-21 | Lisburn and Castlereagh | Solar farm | Proposed solar farm and associated development. | Lands located 110m WNW of 29 Ballinderry Road Lisburn BT28 2SL. | 323069 | 364995 | Approved | 2014/15 | 2014-11-11 |  |  | Approved
X/2014/0402/F | 2014-07-21 | Ards and North Down | Single wind turbine | Erection of single wind turbine (30.4m hub height with 14.55m blades) associated access and 2 no electricity cabinets (Amended siting) | 223m SSE Of 10 Blackstaff Road Kircubbin, BT221AQ | 361381 | 359243 | Withdrawn | 2017/18 | 2017-04-12 |  |  | Withdrawn
S/2014/0495/F | 2014-07-22 | Belfast | Single wind turbine | "Proposed wind turbine, 250kw generator, 50 meter hub height, 54 meter rotor diameter" | Site is located approximately 35 metres North of Siltank Factory Springbank Industrial Estate Pembroke Loop Road Dunmurry BT17 0QL | 327118 | 370725 | Approved | 2015/16 | 2015-10-06 |  |  | Approved
R/2014/0394/F | 2014-07-24 | Newry, Mourne and Down | Single wind turbine | A single 250kw wind turbine with a base height of 40m and a blade length of 19.5m. (Additional supporting info received). | Approx 295m South of 28 Bannaghan Road Downpatrick BT30 7JR. | 354517 | 347369 | Approved | 2014/15 | 2015-02-27 |  |  | Approved
H/2014/0279/F | 2014-07-28 | Mid Ulster | Single wind turbine | Erection of a 250Kw Wind Turbine with a tower of height of 31m. | Approx. 1475m North West of Seefin Hill and Ranaghan Road Junction Maghera. | 280885 | 403107 | Approved | 2014/15 | 2014-12-17 |  |  | Approved
I/2014/0255/F | 2014-07-28 | Mid Ulster | Single wind turbine | 60kw wind turbine on 18m monopole | 100m South West of 316 Pomeroy Road Pomeroy | 270904 | 370491 | Withdrawn | 2015/16 | 2015-11-26 |  |  | Withdrawn
K/2014/0351/F | 2014-07-28 | Fermanagh and Omagh | Single wind turbine | Erection of a wind turbine, 31.75 metre hub height, 24.6 metre rotor diameter, and overall height of 44.05 metres. (Substitution for wind turbine approved under application ref: K/2011/0671/F). | 287M NNE of 76 Mullaslin Road Sixmilecross Co Tyrone | 258865 | 371589 | Approved | 2014/15 | 2015-02-24 |  |  | Approved
H/2014/0282/F | 2014-07-29 | Mid Ulster | Single wind turbine | Increase in hub height of wind turbine previously approved under planning Ref H/2011/0166/F from 30m to 36m hub and 29.6m rotor diameter. Turbine to be sited at the same location with output not exceeding 250kw (Amended proposal) | 356m East of 25 Ballynacross Road Magherafelt | 289290 | 398457 | Approved | 2014/15 | 2015-03-13 |  |  | Approved
A/2014/0378/F | 2014-07-30 | Derry and Strabane | Single wind turbine | Erection of wind turbine (40m to hub height) (Proposed amendments to turbine previously approved under A/2012/0363/F, increasing the rotor diameter from 30m to 44m.) | 372m South West of 54 Slaughtmanus Road Londonderry. | 251181 | 411678 | Withdrawn | 2016/17 | 2016-07-19 |  |  | Withdrawn
Q/2014/0279/F | 2014-07-30 | Armagh, Banbridge and Craigavon | Single wind turbine | Erection of a 250kw wind turbine on a 40 metre tower with 27 metre blade diameter (53.5 metre height to blade tip). | 148 metres south east of 117 Lackan Road Ballyward BT31 9RX | 326004 | 335682 | Withdrawn | 2014/15 | 2015-03-30 |  |  | Withdrawn
J/2014/0211/F | 2014-07-31 | Derry and Strabane | Single wind turbine | Erection of single wind turbine - 30.4m hub height with 14.55m Blades, associated access and 2no. electricity cabinets | Lands 520m North East of 108 Longland Road Dunnamanagh | 248714 | 403858 | Approved | 2014/15 | 2014-12-16 |  |  | Approved
J/2014/0212/F | 2014-07-31 | Derry and Strabane | Single wind turbine | Installation of 1no. wind turbine on a tubular tower of up to 40m (to hub height) with blades up to 67m (to tip height). | Lands 451m South of 25a Cavanlee Road Edymore Strabane | 237066 | 394269 | Approved | 2015/16 | 2015-09-28 |  |  | Approved
J/2014/0213/F | 2014-07-31 | Derry and Strabane | Single wind turbine | Proposed installation of 1 no wind turbine on a tubular tower of up to 50m (to hub height) with blades up to 77m (to tip height) | lands 483m South West of 31 Ballyskeagh Road Ballyskeagh Artigarvan Co Tyrone | 240103 | 400448 | Refused | 2016/17 | 2016-11-10 |  |  | Refused
J/2014/0214/F | 2014-07-31 | Derry and Strabane | Single wind turbine | Proposed installation of 1 no wind turbine on a tubular tower of up to 50m (to hub height) with blades up to 77m (to tip height) | Lands 479m south east of 5 Killynaght Road Killynaght Artigarvan BT82 0HT | 240394 | 401331 | Refused | 2016/17 | 2016-05-04 |  |  | Refused
J/2014/0216/F | 2014-07-31 | Derry and Strabane | Single wind turbine | Proposed installation of 1 no wind turbine on a tubular tower of up to 50m (to hub height) with blades up to 77m (to tip height) | lands 433m South of 5 Killynaught Road Killynaught Artigarvan Co Tyrone | 240083 | 401647 | Refused | 2016/17 | 2016-05-09 |  |  | Refused
R/2014/0410/F | 2014-08-01 | Newry, Mourne and Down | Single wind turbine | Construction of alternative means of access to previoulsy approved single wind turbine site (R/2011/0165/F) and erection of 2no assocaited electricity cabinets | Lands opposite Drumaroad Water Treatment Plant and South of 75 Drumaroad Hill Scrib Ballynahinch | 337215 | 344561 | Refused | 2014/15 | 2015-01-19 |  |  | Refused
X/2014/0425/F | 2014-08-04 | Ards and North Down | Single wind turbine | An application to amend planning approval X/2013/0299/F for a single 250kw wind turbine to increase the blade length by 3m | Approx 274m SE of 50 Ballyeasborough Road Kircubbin | 363760 | 359579 | Approved | 2014/15 | 2015-03-24 |  |  | Approved
G/2014/0283/F | 2014-08-06 | Mid and East Antrim | Single wind turbine | 250KW wind turbine on a 40m tower with 29m blades | Site 295m North East of 165 Knockan Road Ballymena BT43 7LP | 313309 | 411025 | Approved | 2016/17 | 2016-11-11 |  |  | Approved
P/2014/0654/F | 2014-08-06 | Newry, Mourne and Down | Single wind turbine | Erection of wind turbine with a hub height of 36 metres and rotor diameter of 29 metres (overall height of 50.5 metres to blade tip) with a maximum output of 225kw and associated access provision (via Carrigenagh Road) with extended section to serve the wind turbine boundary treatment and ancillary works. | 108 metres south west of no 70 Carrigenagh Road Kilkeel BT34 4PZ | 332050 | 317449 | Withdrawn | 2014/15 | 2015-02-09 |  |  | Withdrawn
P/2014/0657/F | 2014-08-06 | Newry, Mourne and Down | Single wind turbine | Erection of Wind Turbine with a hub height of 36 metres and rotor diameter of 29 metres (overall height of 50.5 metres to blade tip) with a maximum output of 225kw with associated access provision (via Pats Road) with extended section to serve wind turbine boundary treatment and ancillary works. | 128 metres south west of no 18 Pats Road Ballymartin BT34 4NX | 333617 | 315614 | Refused | 2014/15 | 2015-02-17 |  |  | Refused
J/2014/0221/F | 2014-08-08 | Derry and Strabane | Single wind turbine | Installation of a single 13kw wind turbine with a hub height of 15m and a rotor diameter of 7.8m | 250m South of 20 Trienamongan Road BT81 7XF | 219765 | 382831 | Approved | 2015/16 | 2015-08-26 |  |  | Approved
J/2014/0222/F | 2014-08-08 | Derry and Strabane | Single wind turbine | Erection of a wind turbine(250Kw Max) 50m hub height, 54m rotor diameter and overall height of 77m (substitution for wind turbine approved under application ref: J/2010/0410/F) (amended description) | Approx 540m North-East of 2 Ballykeery Road Ligfordum Strabane Co Tyrone | 242202 | 394625 | Withdrawn | 2015/16 | 2015-10-28 |  |  | Withdrawn
L/2014/0376/F | 2014-08-08 | Fermanagh and Omagh | Single wind turbine | Proposed installation of a wind turbine on a tubular tower of up to 27m (to hub height) with blades up to 33.5m (to tip height) | Lands 175m North of 9 Drumnameel Drumnameel Brookeborough BT75 0QX | 242156 | 348859 | Approved | 2015/16 | 2015-11-17 |  |  | Approved
R/2014/0421/F | 2014-08-08 | Newry, Mourne and Down | Single wind turbine | Erection of 225kw single wind turbine (30.4 hub height with 14.55m blades) associated access and 2no electricity cabinets | Lands 463m South South East of 75 Drumaroad Hill Scrib Ballynahinch | 337375 | 344460 | Withdrawn | 2015/16 | 2016-02-17 |  |  | Withdrawn
S/2014/0533/F | 2014-08-08 | Lisburn and Castlereagh | Single wind turbine | Proposed installation of a wind turbine on a tubular tower - with a blade tip height up to 66m with switch room/substation and associated ancillary works. | 177mts N/West of 155 Ballynahinch Road Carryduff BT8 8DS. | 336030 | 363377 | Approved | 2014/15 | 2015-02-05 |  |  | Approved
X/2014/0433/F | 2014-08-11 | Ards and North Down | Single wind turbine | Proposed wind turbine with a rotor diameter of 24.5m and tower height of 30m (Amended Address) | 415m North/North East of 16 Glastry Road Kircubbin | 362588 | 363790 | Refused | 2018/19 | 2018-11-02 |  |  | Refused
X/2014/0433/F | 2014-08-11 | Ards and North Down | Single wind turbine | Proposed wind turbine with a rotar diameter of 24.5m and tower height of 30m | 414m North of 14 Glastry Road Ballyhalbert | 362588 | 363790 | Refused | 2015/16 | 2015-12-22 |  |  | Refused
D/2014/0149/F | 2014-08-12 | Causeway Coast and Glens | Single wind turbine | Erection of a single 250kw wind turbine with a hub height of 50metres | Lands 480 metres South West of 105 Tullaghans Road Dunloy | 299925 | 418944 | Refused | 2015/16 | 2016-02-05 |  |  | Refused
A/2014/0403/F | 2014-08-14 | Derry and Strabane | Single wind turbine | Proposed Vesta V29 250KW wind turbine with 40m hub height and 29m rotor diameter | 860m south west of 54 Slaughtmanus Road Londonderry | 251167 | 411634 | Approved | 2016/17 | 2017-01-10 |  |  | Approved
B/2014/0189/F | 2014-08-14 | Causeway Coast and Glens | Single wind turbine | Installation of a wind turbine up to 250kW on a tubular tower of up to 40m hub height with blades up to 55.5m to tip height | Lands 805m north east of 150 Muldonagh Road Claudy | 260743 | 411034 | Approved | 2015/16 | 2015-07-08 |  |  | Approved
X/2014/0439/F | 2014-08-14 | Ards and North Down | Single wind turbine | Proposed 150kw wind turbine with a rotar diameter of 24.5m and tower height of 30m | 465m South East of 5 Ballyhemlin Road Ballyhalbert Airfield | 362642 | 363774 | Refused | 2015/16 | 2015-12-22 |  |  | Refused
Q/2014/0306/F | 2014-08-15 | Armagh, Banbridge and Craigavon | Single wind turbine | Proposed 150 KW wind turbine with a rotor diameter of 23M and hub height of 35M with a temporary laneway (Amended scheme) | 262M South East of No.10 Tullinisky Road Kinallen (Amended address) | 325099 | 349407 | Approved | 2015/16 | 2016-02-04 |  |  | Approved
G/2014/0307/F | 2014-08-19 | Mid and East Antrim | Single wind turbine | A single 250kw wind turbine with a tower height of 40m and a blade length of 27m | 204m North East of 17 Ardymagh Road Ballyclare Co.Antrim BT39 9TJ | 327292 | 398081 | Approved | 2015/16 | 2015-08-11 |  |  | Approved
M/2014/0414/F | 2014-08-19 | Mid Ulster | Single wind turbine | Proposed installation of wind turbine on a tubular tower - with a blade tip height up to 77m with switch room/ substation & associated ancillary works | 358mts north west of 4 Shanmaghry Road Pomeroy Dungannon | 268914 | 368587 | Withdrawn | 2014/15 | 2015-03-04 |  |  | Withdrawn
G/2014/0316/F | 2014-08-21 | Mid and East Antrim | Single wind turbine | Proposed 250KW Wind Turbine with 40m Hub Height and 29m Rotor Diameter | Land 363m East of 163 Knockan Road Ballymena. BT43 7LP | 313450 | 410767 | Withdrawn | 2015/16 | 2015-06-17 |  |  | Withdrawn
H/2014/0309/F | 2014-08-21 | Mid Ulster | Single wind turbine | 1 No Wind turbine on a 30m tower | 290m South West of 22 Longfield Lane Desertmartin | 283356 | 391837 | Approved | 2015/16 | 2015-12-22 |  |  | Approved
K/2014/0378/F | 2014-08-22 | Fermanagh and Omagh | Single wind turbine | Proposed installation of a wind turbine on a tubular tower of up to 40m (to hub height) with blades up to 55.5m (to tip height) | Lands 740m South of 108 Effernan Road Trillick | 233444 | 352042 | Approved | 2015/16 | 2015-07-03 |  |  | Approved
Q/2014/0309/F | 2014-08-22 | Armagh, Banbridge and Craigavon | Single wind turbine | Proposed installation of a wind turbine on a tubular tower of up to 40m (to hub height) with blades up to 55m (to tip height). | Lands 142m North West of 5 Ballynahinch Road Ballyvicknacally Dromore. | 321558 | 353422 | Refused | 2014/15 | 2014-12-29 |  |  | Refused
D/2014/0160/F | 2014-08-26 | Causeway Coast and Glens | Single wind turbine | Proposed 150kW Wind Turbine with 32.5m Hub height and 24.6m Rotor diameter | Land at 150 Bann Road Agivey Ballymoney BT53 7PD | 291131 | 422660 | Withdrawn | 2014/15 | 2015-03-13 |  |  | Withdrawn
K/2014/0379/F | 2014-08-26 | Fermanagh and Omagh | Single wind turbine | Proposed 250Kw turbine max hub height 35m and max rotor diameter 29m | 120m North West of 165 Creggan Road Carrickmore Omagh | 261857 | 378272 | Withdrawn | 2014/15 | 2015-03-18 |  |  | Withdrawn
L/2014/0399/F | 2014-08-27 | Fermanagh and Omagh | Single wind turbine | Amendment to existing Planning Approval L/2012/0682/F. Change in overall turbine height from 54.5m to 59.5m and change in blade diameter from 29m to 39m | Lands 565m South West of the Junction of Main Derrylin Road and the Marble Arch Road (Druminiskill Road) Macken Enniskillen | 223326 | 334342 | Approved | 2014/15 | 2014-12-30 |  |  | Approved
P/2014/0724/F | 2014-08-27 | Newry, Mourne and Down | Single wind turbine | Erection of wind turbine with a hub height of 36 metres and a diameter of 29 metres (overall height of 44.5 metres to blade tip) with a max output of 225kw and associated access provision (via Carrigenagh Road) with extended section to serve the wind turbine boundary treatment and ancillary works | 450m north east of 22 Glenmore Road Mullaghbawn Co Armagh | 296642 | 322620 | Refused | 2015/16 | 2015-12-21 |  |  | Refused
S/2014/0580/F | 2014-08-27 | Lisburn and Castlereagh | Single wind turbine | Erection of single wind turbine - 30.4m hub height with 14.55m blades, associated access and 2 no. electricity cabinets. | Lands 370m SW of 34 Divis Road Hannahstown. | 325634 | 374874 | Approved | 2015/16 | 2015-05-08 |  |  | Approved
F/2014/0149/F | 2014-08-28 | Mid and East Antrim | Single wind turbine | Erection of single wind turbine - 30.4m hub height with 14.55m blades, associated access and 2No. electricity cabinets. | Lands 345m South East of 64 Browndod Road Larne | 337931 | 397792 | Approved | 2016/17 | 2016-11-24 |  |  | Approved
H/2014/0316/F | 2014-08-28 | Mid Ulster | Single wind turbine | Erection of single wind turbine - 30.4m hub height wuth 14.55m blades, associated access and 2 no. electricity cabinets | Lands 210m North East of 81 Glengomna Road Draperstown | 272659 | 394045 | Approved | 2014/15 | 2014-12-16 |  |  | Approved
M/2014/0426/F | 2014-08-28 | Mid Ulster | Single wind turbine | Proposed 150kw wind turbine with a tip height of 45.5m | 124m south 156 Coash Road Dungannon | 284470 | 362409 | Approved | 2014/15 | 2015-01-28 |  |  | Approved
H/2014/0317/F | 2014-08-29 | Mid Ulster | Single wind turbine | Erection of 1 no 150kw wind turbine with 24m blade diameter and 40m hub height (previously approved H/2012/0124/F) | 335m north west of 43 Eden Road Portglenone | 291448 | 402891 | Approved | 2014/15 | 2014-11-18 |  |  | Approved
S/2014/0585/F | 2014-08-29 | Lisburn and Castlereagh | Single wind turbine | Amendment to a 250kw single wind turbine planning approval ; S/2014/0117/F to increase the blade length only by 4.5m (total rotor diameter 39m, overall tip height 59.5m), including associated ancillary works (Additional Information - Tonality Assessment) | Approx 385m North West of No 45 Ballycrune Road Hillsborough BT26 6NH. | 330708 | 357151 | Approved | 2016/17 | 2017-02-08 |  |  | Approved
R/2014/0467/F | 2014-09-01 | Newry, Mourne and Down | Single wind turbine | Proposed 250kw Wind Turbine with 50 hub height and 54m Rotor Diameter | 313m South East of Hackle Hill House Drumsnade Ballynahinch | 339100 | 346034 | Withdrawn | 2014/15 | 2014-11-20 |  |  | Withdrawn
I/2014/0296/F | 2014-09-03 | Mid Ulster | Single wind turbine | rection of a single wind turbine, 30.4m hub height with 14.55m blades, associated access and 2 no. electricity cabinets | Lands 270m North of 20 Beaghbeg Road Cookstown | 267208 | 382457 | Approved | 2015/16 | 2016-01-22 |  |  | Approved
R/2014/0471/F | 2014-09-03 | Newry, Mourne and Down | Single wind turbine | Proposed 250kw Wind Turbine with hub height of 40m | Approx 180m North of 11 Moneylane Road Dundrum | 339324 | 337225 | Refused | 2024/25 | 2024-06-18 |  |  | Refused
S/2014/0593/F | 2014-09-03 | Lisburn and Castlereagh | Single wind turbine | Proposed 150kw wind turbine on 40m Mast | Approx 400m North of 11 Edentrillick Hill Hillsborough | 324013 | 355820 | Approved | 2016/17 | 2016-12-20 |  |  | Approved
V/2014/0122/F | 2014-09-04 | Mid and East Antrim | Single wind turbine | Erection of 225kw single wind turbine (30.4m hub height with 14.55m blades) associated access and 2 no. electricity cabinets | Lands 368m south east of 68 Knockagh Road Carrickfergus | 336934 | 387917 | Refused | 2016/17 | 2016-12-05 |  |  | Refused
R/2014/0476/F | 2014-09-05 | Newry, Mourne and Down | Single wind turbine | Proposed 250kw Wind Turbine with Tower height of 40m and Blade diameter of 29m | Approx 340m SSW of 35 Myra Road Downpatrick | 353838 | 348298 | Refused | 2016/17 | 2016-11-28 |  |  | Refused
C/2014/0355/F | 2014-09-08 | Causeway Coast and Glens | Single wind turbine | A Single 250kw Wind Turbine with a Tower Height of 30m and a Blade Length of 15m (Reduced Dimensions). | 315m South West of 62 Creamery Road Coleraine BT52 2NE. | 288445 | 434244 | Approved | 2014/15 | 2015-02-26 |  |  | Approved
D/2014/0173/F | 2014-09-10 | Causeway Coast and Glens | Single wind turbine | 250kw Wind Turbine with 32m Hub Height for Farm and Grid use | 507m SE of No 53 Kirk Road Ballymoney | 296536 | 427619 | Approved | 2014/15 | 2015-03-30 |  |  | Approved
M/2014/0442/F | 2014-09-11 | Mid Ulster | Single wind turbine | A single electricity generating wind turbine with a hub height of 30m and a blade diameter of 30m, 1 no. hardstanding, 2 electrical kiosks. | Lands 450m SW of Cohannon House Drumard Cross Road Dungannon | 286290 | 360606 | Refused | 2015/16 | 2016-02-16 |  |  | Refused
Q/2014/0329/F | 2014-09-15 | Newry, Mourne and Down | Single wind turbine | Proposed single wind turbine with a hub height of 30 metres and rotor diameter of 24 meters. Total height of 42m. | lands approximately 250 metres south of 23 Castlewellan Road Dromara | 329195 | 348578 | Approved | 2015/16 | 2016-02-09 |  |  | Approved
A/2014/0462/F | 2014-09-16 | Derry and Strabane | Single wind turbine | 250kw wind turbine with a 29.5m tower, to feed the farm with the excess supplied to the grid | 312m east of 114 Rossdowney Road Derry/Londonderry | 247257 | 418273 | Withdrawn | 2016/17 | 2016-08-25 |  |  | Withdrawn
C/2014/0370/F | 2014-09-16 | Causeway Coast and Glens | Single wind turbine | A single 250kw wind turbine with a tower height of 40m and a blade length of 19.5m. | 552m South West of 28 Priestland Road Bushmills Co. Antrim BT57 8XB. | 293700 | 439350 | Approved | 2014/15 | 2014-11-20 |  |  | Approved
K/2014/0419/F | 2014-09-18 | Fermanagh and Omagh | Single wind turbine | Proposed single wind turbine with a hub height of 50 metres and blade diameter of 54 metres, output not exceeding 250KW | 240m SE of 26 Eshmore Road Trillick | 240522 | 355700 | Approved | 2016/17 | 2016-08-10 |  |  | Approved
B/2014/0215/F | 2014-09-24 | Causeway Coast and Glens | Single wind turbine | Installation of a wind turbine on a tubular tower of up to 40m height with blades up to 59.5m (to tip height) | Lands 371m North West of 32 Coolnasallagh Road Crabarkey Dungiven. | 271652 | 408291 | Refused | 2015/16 | 2015-09-21 |  |  | Refused
B/2014/0221/F | 2014-09-26 | Causeway Coast and Glens | Single wind turbine | Farm diversification project involving the erection of wind turbine with 40 metre hub height (58.5m to blade tip) | 1000 metres east of 37 Temain Road Limavady | 274842 | 419215 | Approved | 2015/16 | 2015-12-21 |  |  | Approved
C/2014/0381/F | 2014-09-26 | Causeway Coast and Glens | Single wind turbine | Erection of wind turbine with 40m hub-height (54.5m to blade tip) to generate farm based renewable energy | 810m North of No 7 Cam Road Macosquin BT51 4PX | 278975 | 425304 | Approved | 2014/15 | 2015-02-10 |  |  | Approved
R/2014/0510/F | 2014-09-26 | Newry, Mourne and Down | Single wind turbine | A single 250KW wind turbine with a tower height of 53m and a blade lengh of 19.5 | 130m North West of 114 Listooder Road Saintfield | 340838 | 356222 | Approved | 2015/16 | 2015-05-28 |  |  | Approved
L/2014/0447/F | 2014-09-29 | Fermanagh and Omagh | Single wind turbine | Proposed installation of a wind turbine on a tubular tower of up to 40m (to hub height) with blades up to 59.5m (to tip height) | Lands 360m North West of 24 Granshagh Road Laragh Enniskillen | 222118 | 340560 | Approved | 2015/16 | 2015-05-08 |  |  | Approved
X/2014/0538/F | 2014-09-30 | Ards and North Down | Solar farm | Installation of 5.9 Megawatt Solar Pholtaic (PV) farm and associated infrastructure | Lands 88m West of 2A Ballyblack Road East Carrowdore | 357212 | 372022 | Approved | 2015/16 | 2015-06-03 |  |  | Approved
O/2014/0459/F | 2014-10-01 | Armagh, Banbridge and Craigavon | Single wind turbine | Erection of 225kw single wind turbine with 30.4 hub height and 14.55 blades, associated laneway and 2no. electricity cabinets. | 300m NW of 102 Annaghreagh Road Hamiltonsbawn Co Armagh | 294908 | 345514 | Approved | 2016/17 | 2016-06-02 |  |  | Approved
C/2014/0390/F | 2014-10-03 | Causeway Coast and Glens | Single wind turbine | A Single 250kw Wind Turbine with a Tower Height of 40m and a Blade Length of 19.5m. | 510m North East of 60 Ballyvelton Road Coleraine BT52 2JT. | 289669 | 431668 | Approved | 2014/15 | 2015-03-04 |  |  | Approved
B/2014/0228/F | 2014-10-06 | Causeway Coast and Glens | Single wind turbine | Erection of a Wind turbine, 40m hub height, 30m rotor diameter, overall height 55 | Approx 310 m north-east of 16 Cloghan Road Limavady | 272835 | 418211 | Withdrawn | 2015/16 | 2016-02-05 |  |  | Withdrawn
F/2014/0172/F | 2014-10-06 | Mid and East Antrim | Single wind turbine | Erection of a "bonus 150KW" wind turbine height 30m | 223m south west of 7 Loughmourne Road Larne | 338694 | 394744 | Refused | 2016/17 | 2016-11-24 |  |  | Refused
F/2014/0173/F | 2014-10-06 | Mid and East Antrim | Single wind turbine | Erection of a ''Bonus 150KW'' wind turbine height 30m. | 575m South East of 49 Deerpark Road Glenarm Ballymena BT44 0DW | 329225 | 407741 | Withdrawn | 2015/16 | 2015-11-09 |  |  | Withdrawn
F/2014/0174/F | 2014-10-06 | Mid and East Antrim | Single wind turbine | Erection of a ''Bonus 150KW'' wind turbine height 30m | 368m North West of 38 Loughdoo Road Glenarm Ballymena | 331288 | 407947 | Refused | 2014/15 | 2015-02-13 |  |  | Refused
G/2014/0358/F | 2014-10-06 | Mid and East Antrim | Single wind turbine | Erection of 250kw Wind Turbine - hub height up to 35.5m and total blade tip height up to 49.5m. | 130m approx North West of 4 Glenhead Road Glenwherry Ballymena | 324236 | 399764 | Approved | 2015/16 | 2016-02-17 |  |  | Approved
B/2014/0230/F | 2014-10-08 | Causeway Coast and Glens | Single wind turbine | 150kw wind turbine with a rotor diameter of 24.5m and tower height of 30m | 485m south west of 75 Curragh Road Dungiven | 271030 | 408515 | Refused | 2015/16 | 2015-09-18 |  |  | Refused
I/2014/0328/F | 2014-10-10 | Mid Ulster | Single wind turbine | Erection of single wind turbine | Lands 550m north west of 24c Dirnan Road Cookstown | 279129 | 386161 | Withdrawn | 2015/16 | 2015-05-19 |  |  | Withdrawn
J/2014/0272/F | 2014-10-10 | Derry and Strabane | Single wind turbine | 225Kw wind turbine (total height 44.95m) laneway and 2 no electricity cabinets | Approx 470m SE of 172 Dunnyboe Road Dunamanagh | 248531 | 398500 | Refused | 2016/17 | 2016-08-26 |  |  | Refused
J/2014/0273/F | 2014-10-10 | Derry and Strabane | Single wind turbine | 225kW wind turbine (total height 44.95m), 2 no electricity cabinets | Approx 305m South of No 27 McCreery's Road Castlederg | 229274 | 387181 | Refused | 2015/16 | 2015-11-13 |  |  | Refused
J/2014/0274/F | 2014-10-10 | Derry and Strabane | Single wind turbine | Proposed installation of 1no. wind turbine on a tubular tower of up to 40m (hub height) with blades up to 67m (to tip height). | Lands 560m south west of 25A Cavanlee Road Edymore Strabane Co Tyrone | 236837 | 394476 | Approved | 2015/16 | 2015-11-13 |  |  | Approved
K/2014/0459/F | 2014-10-10 | Fermanagh and Omagh | Single wind turbine | Erection of single wind turbine - 30m hub height with 24m rotor diameter, associated access and 2 no electricity cabinets (revised proposal) | Lands 440m east of 224 Whitebridge Road Sixmilecross | 262451 | 366998 | Approved | 2015/16 | 2015-11-19 |  |  | Approved
Q/2014/0370/F | 2014-10-10 | Armagh, Banbridge and Craigavon | Single wind turbine | Wind turbine total height 55M | Approximately 300 metres south of 9 Aghaderg Road Banbrdige BT32 4LB | 313270 | 343391 | Approved | 2015/16 | 2016-01-15 |  |  | Approved
U/2014/0292/F | 2014-10-10 | Antrim and Newtownabbey | Single wind turbine | Erection of single wind turbine - 30.4m hub height with 14.55m blades, associated access and 2no electricity cabinets | Lands 575m South East of 108 Hightown Road Newtownabbey | 331042 | 381143 | Approved | 2015/16 | 2015-07-28 |  |  | Approved
C/2014/0402/F | 2014-10-13 | Causeway Coast and Glens | Single wind turbine | A single 250kw wind turbine with a tower height of 40m and a blade length of 19.5m. | Approx 392m South of 57 Newbridge Road Coleraine BT52 1TR | 287887 | 429633 | Approved | 2014/15 | 2014-12-15 |  |  | Approved
T/2014/0420/F | 2014-10-13 | Antrim and Newtownabbey | Single wind turbine | Erection of single wind turbine- 40m hub height with 27m blades, associated access and 2no. electricity cabinets. | 360m South East of 17 Ballykennedy Road Nutts Corner BT29 4SU | 321627 | 376688 | Approved | 2014/15 | 2015-03-11 |  |  | Approved
M/2014/0495/F | 2014-10-14 | Mid Ulster | Single wind turbine | Installation of a wind turbine | Lands 227m NW of 8 Mallabeny Road Prolusk Clogher | 250138 | 353628 | Approved | 2015/16 | 2015-06-23 |  |  | Approved
K/2014/0470/F | 2014-10-16 | Fermanagh and Omagh | Single wind turbine | Change of turbine from that previously approved under K/2013/0258/F to a turbine with a 50m hub height and 27m blades, associated access and 2 no. electricity cabinets | Lands 1.1Km West of 77 Castletown Road Mountjoy | 240301 | 380814 | Approved | 2015/16 | 2015-05-07 |  |  | Approved
X/2014/0561/F | 2014-10-16 | Ards and North Down | Single wind turbine | Erection of 250KW single turbine (37m hub height and blade length of 15m) (Amended hub height) | Approximately 364m South East of Barnwell Cottages, Ballybryan Road, Greyabbey | 360194 | 366939 | Approved | 2015/16 | 2015-12-02 |  |  | Approved
A/2014/0516/F | 2014-10-17 | Derry and Strabane | Single wind turbine | Wind turbine 50 metres to hub and with blade diameter of 54 metres | Approximately 570 metres south east of 55 Rushall Road Londonderry. | 244885 | 411226 | Refused | 2016/17 | 2016-07-07 |  |  | Refused
L/2014/0481/F | 2014-10-17 | Fermanagh and Omagh | Single wind turbine | Amendment to existing wind turbine planning approval L/2012/0116/F. Change in rotor diameter from 30m to 39m | Lands 574m south east of 233 Coa Road Cooltrain Enniskillen BT94 2PB | 228637 | 348834 | Approved | 2014/15 | 2015-02-25 |  |  | Approved
L/2014/0488/F | 2014-10-17 | Fermanagh and Omagh | Single wind turbine | Proposed installation of a wind turbine on a tubular tower of up to 40m (to hub height) with blades up to 55.5m (to tip height) | Lands 396m North West of 17 Keady Road Keady Lisnaskea Co Fermanagh BT92 0DF | 236788 | 330699 | Approved | 2014/15 | 2015-03-26 |  |  | Approved
U/2014/0300/F | 2014-10-17 | Antrim and Newtownabbey | Single wind turbine | Proposed installation of a wind turbine on a tubular tower of up to 40m (to hub height) with blades up to 52.3m (to tip height) | Lands 248m South of 80 Glen Road Ballyclare Newtownabbey | 330878 | 389502 | Refused | 2016/17 | 2016-08-18 |  |  | Refused
A/2014/0515/F | 2014-10-21 | Derry and Strabane | Single wind turbine | Proposed wind turbine 50 metres to hub and with blade diameter of 54 metres | Lands approximately 390 metres east of 55 Rushall Road Londonderry BT47 3UG | 244953 | 411513 | Refused | 2016/17 | 2016-07-07 |  |  | Refused
C/2014/0416/F | 2014-10-21 | Causeway Coast and Glens | Single wind turbine | A single 250kw wind turbine with a tower height of 30m and a blade length of 16.5m. | 313m North of 88 Ballyrashane Road Coleraine BT52 2LJ | 289870 | 433658 | Approved | 2015/16 | 2015-10-22 |  |  | Approved
O/2014/0512/F | 2014-10-21 | Armagh, Banbridge and Craigavon | Single wind turbine | Amendment to wind turbine previously approved under ref: O/2013/0262/F | 364 metres north of 18 Killyruddan Road Hamiltonsbawn Armagh BT61 9SF | 293652 | 345641 | Approved | 2015/16 | 2015-12-07 |  |  | Approved
C/2014/0417/F | 2014-10-22 | Causeway Coast and Glens | Single wind turbine | 250kw Wind Turbine on a 50m Tower with 29m Blades providing electricity to the farm with excess into the grid | 346m South of 20 Belraugh Road Ringsend BT51 5HB | 279934 | 420324 | Refused | 2016/17 | 2016-08-23 |  |  | Refused
L/2014/0497/F | 2014-10-22 | Fermanagh and Omagh | Single wind turbine | Proposed installation of a wind turbine on a tubular tower of up to 36.8m (to hub height) with blades up to 48.5m to tip height) | Lands 266m North West of 78 Littlemount Road Rathkeelan Maguiresbridge | 236890 | 341914 | Approved | 2015/16 | 2015-05-28 |  |  | Approved
G/2014/0379/F | 2014-10-23 | Mid and East Antrim | Single wind turbine | 250 kW wind turbine with a hub height of 40 m and with 27 m blades, including 2 no. electricity cabinets and associated access (in substitution of G/2012/0111/F) | 370m South of 20 Carnlea Road North Ballyclare | 325821 | 396783 | Approved | 2015/16 | 2015-07-27 |  |  | Approved
B/2014/0245/F | 2014-10-27 | Causeway Coast and Glens | Single wind turbine | Installation of a wind turbine on a tubular tower with blade tip height up to 47m with associated switch room | 456m south west of 185 Drumrane Road Limavady | 266972 | 416538 | Approved | 2015/16 | 2015-10-30 |  |  | Approved
I/2014/0346/F | 2014-10-27 | Mid Ulster | Single wind turbine | Amended location to previous application I/2012/0095/F for the erection of a 31m hub height Vestas V27 225kW wind turbine to serve farm and export surplus to the grid | Approx 360m North of 4 Drumgarrell Road Cookstown | 284606 | 379089 | Approved | 2015/16 | 2015-10-06 |  |  | Approved
R/2014/0574/F | 2014-10-27 | Newry, Mourne and Down | Single wind turbine | A single 150kw Wind Turbine with a base height of 30m and a blade length of 16.5m. | Approx 365m SW of 18 Brae Road Ballynahinch BT24 8UN. | 335959 | 356326 | Approved | 2015/16 | 2015-09-25 |  |  | Approved
J/2014/0290/F | 2014-10-28 | Derry and Strabane | Single wind turbine | Proposed 250kw wind turbine with mast height of 46m and a 31m rotor diameter to produce electricity for export to the grid | Approx 365m East of 24 Whitehill Road Drumquin | 235509 | 377391 | Approved | 2016/17 | 2016-04-26 |  |  | Approved
G/2014/0390/F | 2014-10-29 | Mid and East Antrim | Single wind turbine | Proposed 250kW wind turbine with 40m hub height and 27m rotor diameter | 205 m south of 37 Omerbane Road Cloughmills | 312300 | 417891 | Withdrawn | 2015/16 | 2015-07-23 |  |  | Withdrawn
P/2014/0893/F | 2014-10-29 | Newry, Mourne and Down | Single wind turbine | Erection of wind turbine with a hub height of 30 metres and a rotor diameter of 33 metres (extending to a total height of 46.5 metres to tip) with a maximum output not exceeding 150kW with associated site works and access provision (off part of existing laneway). Amended site address and description of proposal. (amended plans) | 442 metres north-west of 16 Tamary Road Mayobridge Co. Down | 317075 | 329248 | Withdrawn | 2016/17 | 2016-06-17 |  |  | Withdrawn
R/2014/0583/F | 2014-10-29 | Newry, Mourne and Down | Single wind turbine | Proposed 250kw Wind Turbine with 30m hub height and 27m Rotor Diameter | 288m South West of 54 Scaddy Road Downpatrick | 348899 | 350338 | Approved | 2015/16 | 2016-02-08 |  |  | Approved
B/2014/0252/F | 2014-10-31 | Causeway Coast and Glens | Single wind turbine | Change of Wind turbine previously approved under planning ref. B/2011/0063/F to EWT with 50m hub height and 54m rotor diameter. | 697m North East of 31 Drumhappy Road Dungiven | 272864 | 415769 | Withdrawn | 2015/16 | 2015-09-15 |  |  | Withdrawn
E/2014/0213/F | 2014-10-31 | Causeway Coast and Glens | Single wind turbine | 250kw Wind Turbine on a 40m Tower with 27m Blades. | 433m North West of 17 Lagavara Road Ballycastle Co. Antrim BT54 6NF. | 304607 | 442831 | Refused | 2016/17 | 2016-07-05 |  |  | Refused
G/2014/0395/F | 2014-10-31 | Mid and East Antrim | Single wind turbine | Wind Turbine with 50m hub height and 54m rotor diameter with a 250kw output | 374m South East of 87 Carnalbanagh Road Broughshane Co. Antrim | 324516 | 407754 | Withdrawn | 2015/16 | 2015-08-06 |  |  | Withdrawn
Q/2014/0404/F | 2014-10-31 | Newry, Mourne and Down | Single wind turbine | Erection of wind turbine total height 44.95m | Approximately 393 metres north west of 9 Benraw Road Ballyward Banbridge | 329685 | 341323 | Withdrawn | 2017/18 | 2017-04-24 |  |  | Withdrawn
S/2014/0742/F | 2014-10-31 | Lisburn and Castlereagh | Single wind turbine | Proposed erection of a wind turbine with a 40 m hub height and a 30m rotor diameter with a max output not exceeding 250kw (amended description) | 183m South of 34 Edentrillick Hill Road Hillsborough | 325084 | 355011 | Withdrawn | 2015/16 | 2016-03-18 |  |  | Withdrawn
X/2014/0578/F | 2014-10-31 | Ards and North Down | Single wind turbine | Erection of 225kw single wind turbine measuring up to 30.4m hub height and 14.55m blades, associated laneway and 2 no. electricity cabinets. | Approx 347m South West of 5 Ballybryan Road Greyabbey | 359501 | 367329 | Approved | 2016/17 | 2016-12-28 |  |  | Approved
G/2014/0400/F | 2014-11-04 | Mid and East Antrim | Single wind turbine | Increase tower height of proposed 250kw (max) wind turbine from 30m to 40m as approved under Planning reference G/2010/0772/F | 170m South West of 146 Crankill Road Ballymena | 306936 | 411025 | Approved | 2015/16 | 2016-02-03 |  |  | Approved
E/2014/0222/F | 2014-11-05 | Causeway Coast and Glens | Single wind turbine | Erection of 1 no. 225 kw Wind Turbine with Hub Height of 31.5 metres and a Rotor Diameter of 27m ( 45 metres from Ground Level to Blade Tip) and Associated Works. | Lands 226m South East of Bailey Waste Dun-a-mallaght Road Ballycastle Co. Antrim BT54 6PF. | 312130 | 439579 | Refused | 2015/16 | 2015-07-01 |  |  | Refused
C/2014/0445/F | 2014-11-07 | Causeway Coast and Glens | Single wind turbine | A Single 250kw Wind Turbine with a Tower Height of 40m and a Blade Length of 19.5m. | 543m North East of 4 Bushtown Road Coleraine BT51 3QP. | 284389 | 429397 | Withdrawn | 2014/15 | 2014-11-12 |  |  | Withdrawn
K/2014/0500/F | 2014-11-07 | Fermanagh and Omagh | Single wind turbine | Erection of a single wind turbine - 50m hub height with 27m blades, associated and 2 no. electricity cabinets (in substitution of turbine approval K/2010/0743/F) | 400m South West of 42 Gleneeny Road Sixmilecross Omagh | 264130 | 368035 | Refused | 2016/17 | 2016-04-26 |  |  | Refused
A/2014/0548/F | 2014-11-10 | Derry and Strabane | Single wind turbine | Erection of a single wind turbine with hub height of 46m | Approx 1000m North of 62 Muldonagh Road Claudy | 258172 | 410441 | Approved | 2016/17 | 2016-07-22 |  |  | Approved
F/2014/0185/F | 2014-11-10 | Mid and East Antrim | Single wind turbine | Erection of 1no. 150 KW wind turbine with hub height 30m and rotor diameter of 23.8m (41.9m from ground to blade tip) and associated works including switch room (amended model). | Lands 720m East/North East of Whitehead Golf Course Club House Mc Creas Brae Whitehead | 348191 | 393722 | Refused | 2015/16 | 2015-11-09 |  |  | Refused
O/2014/0531/F | 2014-11-11 | Armagh, Banbridge and Craigavon | Single wind turbine | Replacement of 3no antennae and erection of 2 dishes on existing tower | Existing Radio Base Station at Deadmans Hill Cladymilltown Road Newtownhamilton | 292938 | 331576 | Approved | 2014/15 | 2015-02-05 |  |  | Approved
S/2014/0774/F | 2014-11-11 | Lisburn and Castlereagh | Single wind turbine | Installation of a 250kw Wind Turbine, access track, control building, and associated infrastructure | Land 240m South of 23 Crewe Park Road Upper Ballinderry BT29 4NJ | 317301 | 369974 | Withdrawn | 2016/17 | 2016-10-25 |  |  | Withdrawn
H/2014/0412/F | 2014-11-12 | Mid Ulster | Single wind turbine | Proposed 1 No. 225kW Wind Turbine, Hub Height of 40.156 metres, 16.500 metre Rotor Radius - Overall Height 56.656 metres | Approx. 321m WSW of 64 Dreenan Road Upperlands | 290412 | 403391 | Approved | 2015/16 | 2016-02-04 |  |  | Approved
J/2014/0314/F | 2014-11-14 | Derry and Strabane | Single wind turbine | Proposed 250kw wind turbine - 30m hub height to service farm with surplus to grid | 265m NE of 34 Lupin Avenue Donemana | 245363 | 402472 | Refused | 2016/17 | 2016-09-08 |  |  | Refused
L/2014/0529/F | 2014-11-14 | Fermanagh and Omagh | Single wind turbine | Proposed installation of a wind turbine on a tubular tower of up to 40m (to hub height) with blades up to 55.5m (to tip height) (31m rotor diameter) | Lands 174m South East of 204 Sligo Road Drumgallon Enniskillen | 221543 | 341993 | Approved | 2015/16 | 2015-10-13 |  |  | Approved
L/2014/0530/F | 2014-11-14 | Fermanagh and Omagh | Single wind turbine | Proposed installation of a wind turbine on a tubular tower of up to 40m (to hub height) with blades up to 50.5m (to tip height) (21m Rotor Diameter) | Lands 295m South West of 165 Rossorry Church Road Enniskillen BT74 7HB | 221171 | 343893 | Approved | 2015/16 | 2015-09-11 |  |  | Approved
T/2014/0478/F | 2014-11-14 | Antrim and Newtownabbey | Single wind turbine | 5 wind turbines, up to a maximum of 92.5m base to blade tip height (up to 57m hub height and up 71m blade diameter), associated transformers, a permanent anemometer mast, extension of existing and construction of new site access tracks, gates and road improvement works at the site entrance, substation and site control room, communication tower, electrical cabling, temporary site compound and all other associated and ancillary works. | Land approximately 1km North of No. 71 Ballyutoag Road Belfast Co Antrim BT14 8SS | 327888 | 379418 | Approved | 2015/16 | 2015-12-23 |  |  | Approved
X/2014/0606/F | 2014-11-14 | Ards and North Down | Single wind turbine | A single 250kw wind turbine with a tower height of 40m and blade length of 19.5m. | Approx 440m North East of 209 Abbey Road Newtownards BT22 2DH. | 358989 | 374554 | Approved | 2015/16 | 2015-11-13 |  |  | Approved
C/2014/0456/F | 2014-11-17 | Causeway Coast and Glens | Single wind turbine | A single 250kw wind turbine with a tower height of 30m and a blade length of 17m | Approx. 445m SW of 140 Castleroe Road Coleraine Co. Londonderry | 285791 | 428448 | Approved | 2015/16 | 2015-09-21 |  |  | Approved
C/2014/0457/F | 2014-11-17 | Causeway Coast and Glens | Single wind turbine | Erection of Single Wind Turbine, Associated Access and 2 no. Electricity Cabinets. | 200m South West of 31 Ballylagan Road Coleraine BT52 2PQ. | 287362 | 436913 | Refused | 2016/17 | 2016-07-29 |  |  | Refused
K/2014/0513/F | 2014-11-17 | Fermanagh and Omagh | Single wind turbine | Proposed 250kw wind turbine with mast height 50m and 31m diameter rotor to generate electricity for export to grid | Approx 660m South East of No 14 Segully Road Drumquin | 234138 | 371540 | Approved | 2015/16 | 2016-03-08 |  |  | Approved
M/2014/0539/F | 2014-11-17 | Mid Ulster | Single wind turbine | Proposed installation of a wind turbine on a tubular tower of up to 30m (to hub height) with blades up to 42m (to tip height). | Lands 378m NE of 74 Ballyness Road Cole Clogher BT75 0LW | 244900 | 352585 | Approved | 2015/16 | 2015-07-06 |  |  | Approved
B/2014/0273/F | 2014-11-18 | Causeway Coast and Glens | Single wind turbine | Proposed installation of a wind turbine on a tubular tower - with a blade tip height up to 47m with switch room/sub-station & associated ancillary works. | 680m west / south west of 185 Drumrane Road Limavady | 266785 | 416868 | Approved | 2015/16 | 2015-10-30 |  |  | Approved
K/2014/0514/F | 2014-11-18 | Fermanagh and Omagh | Single wind turbine | Proposed erection of 1 no. WES 18 80kw turbine on a 23.5m monopole | Approx 65m West of 106 Granagh Lane Carrickmore | 261701 | 375276 | Refused | 2015/16 | 2015-11-25 |  |  | Refused
K/2014/0515/F | 2014-11-18 | Fermanagh and Omagh | Single wind turbine | Proposed erection of 1 no. 250kw wind turbine Bonus M2 on a 31m monopole to serve existing quarry with surplus spillage to the grid | Approx 475m NE of 136 Termon Road Carrickmore | 264464 | 371907 | Approved | 2016/17 | 2017-02-16 |  |  | Approved
K/2014/0516/F | 2014-11-18 | Fermanagh and Omagh | Single wind turbine | Proposed erection of 1 no 250kw wind turbine Bonus M2 on a 31m monopole | Approx 185m South of No 29 Devesky Road Creggandevesky Carrickmore | 262402 | 373245 | Approved | 2016/17 | 2016-09-28 |  |  | Approved
A/2014/0566/F | 2014-11-20 | Derry and Strabane | Single wind turbine | 225kw wind turbine on a 33m tower with 29m blades providing electricity to the farm with excess into the grid. | Proposed 225kw wind turbine 529m south of 35 Terrydreen Road Feeny | 260765 | 404183 | Approved | 2016/17 | 2016-07-14 |  |  | Approved
O/2014/0544/F | 2014-11-20 | Armagh, Banbridge and Craigavon | Single wind turbine | Erection of 225kW single wind turbine with 30.4 metre hub height, 14.55 metre blade length, associated access and electricity cabinets (amended description) | 276 Metres South East of 120 Dundrum Road Tassagh Co. Armagh. | 287358 | 335636 | Refused | 2016/17 | 2016-09-26 |  |  | Refused
X/2014/0620/F | 2014-11-20 | Ards and North Down | Single wind turbine | Change of wind turbine previously approved under ref X/2012/0358/F to EWT with 50m hub height and 54m Rotor diameter. Turbine to remain in the same location and with output not exceeding 250k (Noise Impact Assessment received) | 418m West of 68 Windmill Road Millisle | 356229 | 376128 | Approved | 2015/16 | 2016-01-08 |  |  | Approved
A/2014/0567/F | 2014-11-21 | Derry and Strabane | Single wind turbine | Erection of single wind turbine - 30m hub height with 14.55m blades, associated access and 2no. electricity cabinets. | Lands 140m North West of 12 Heather Road Derry | 239756 | 416042 | Refused | 2017/18 | 2017-04-25 |  |  | Refused
I/2014/0375/F | 2014-11-21 | Mid Ulster | Single wind turbine | Erection of a single wind turbine - 30m hub height with 14.55m blades, associated access and 2 no. electricity cabinets | Lands 350m North of 25 Ballynagilly Lane Cookstown | 276418 | 384547 | Approved | 2015/16 | 2016-01-22 |  |  | Approved
I/2014/0380/F | 2014-11-25 | Mid Ulster | Single wind turbine | Proposed installation of a wind turbine on a tubular tower of up to 50m (to hub height) with blades up to 65.5m (to tip height) | Lands 207m East of 55 Tullaghmore Road Tullagh More Stewartstown | 283181 | 369295 | Refused | 2015/16 | 2015-11-06 |  |  | Refused
K/2014/0525/F | 2014-11-25 | Fermanagh and Omagh | Single wind turbine | Amendment to existing planning approval K/2011/0315. Change in turbine type to a 150kw wind turbine on a tubular tower of up to 30m (to hub height) with blades up to 42m (to tip height) | Lands 140m north of 19 Ballybrack Road Loughmacrory Omagh | 256805 | 376040 | Approved | 2015/16 | 2015-11-16 |  |  | Approved
K/2014/0526/F | 2014-11-25 | Fermanagh and Omagh | Single wind turbine | Amendment to increase turbine output from 50Kw to 250Kw, with an overall height of 54.5m, to supply farm and associated enterprises with excess sold to the grid | 310m North East of 324 Crockanboy Road Omagh | 261072 | 382256 | Approved | 2015/16 | 2015-08-04 |  |  | Approved
L/2014/0545/F | 2014-11-25 | Fermanagh and Omagh | Single wind turbine | Proposed installation of a wind turbine on a tubular tower of up 36.8m (to hub height) with blades up to 48.5m (to tip height). | Lands 239m South East of 64 Carn Road Ballyreagh Tempo | 232207 | 349282 | Refused | 2015/16 | 2015-12-03 |  |  | Refused
R/2014/0628/F | 2014-11-25 | Newry, Mourne and Down | Single wind turbine | A single 150kw wind turbine with a tower height of 30m and a blade length of 15m (amended description) | Approx 268m South West of 177 Ballynoe Road Downpatrick Co Down BT30 8AT | 349008 | 338859 | Withdrawn | 2016/17 | 2016-12-08 |  |  | Withdrawn
E/2014/0234/F | 2014-11-26 | Causeway Coast and Glens | Single wind turbine | Erection of a Wind Turbine with a 30m hub height and a 30m rotor diameter with a maximum output not exceeding 250kw | 291m SE of Loughnanskan Rathlin Island Co Antrim | 311330 | 451897 | Approved | 2016/17 | 2016-06-02 |  |  | Approved
I/2014/0384/F | 2014-11-28 | Mid Ulster | Single wind turbine | Proposed 250Kw wind turbine with max hub height of 40m with 30m rotor diameter | 230m West of 24a Murnells Road Pomeroy | 267635 | 376316 | Withdrawn | 2015/16 | 2015-07-08 |  |  | Withdrawn
C/2014/0474/F | 2014-12-01 | Causeway Coast and Glens | Single wind turbine | Proposed Replacement of Existing Wind Turbine (approved under C/2008/0381/F) with New 150kw Wind Turbine, 30m Hub Height and 27m Blade Diameter | 360m SW of 20 Maddybenny Farm Coleraine BT52 2PT | 284681 | 437394 | Approved | 2015/16 | 2016-03-22 |  |  | Approved
F/2014/0201/F | 2014-12-01 | Mid and East Antrim | Single wind turbine | Single 250kw wind turbine with a tower height of 40m and blade length of 19.5m | Approx. 454m North East of 57 Manse Road Ballycarry | 343643 | 394462 | Approved | 2015/16 | 2015-11-11 |  |  | Approved
F/2014/0202/F | 2014-12-01 | Mid and East Antrim | Single wind turbine | Retrospective permission for development of 11kW Gaia 133 Wind Turbine. Development to supersede planning approvals F/2010/0190/F and F/2013/0202/F granted for larger turbines on the same site. | Site 253m North West of 55 Carnalbanagh Road Glenarm | 326221 | 407741 | Approved | 2015/16 | 2015-05-01 |  |  | Approved
R/2014/0639/F | 2014-12-01 | Newry, Mourne and Down | Single wind turbine | Proposed 250kw wind turbine with 50m hub heights and 54m rotor diameter | 494m south west of 15 Newcastle Road Ballynahinch BT53 6AN | 339081 | 346147 | Withdrawn | 2017/18 | 2017-12-05 |  |  | Withdrawn
S/2014/0826/F | 2014-12-01 | Lisburn and Castlereagh | Single wind turbine | Erection of single wind turbine 40m hub height with 27m blades, associated access and 2 no. electricity cabinets | Lands 275m east of 54 Drumalig Road Carryduff | 337124 | 362621 | Approved | 2015/16 | 2016-03-08 |  |  | Approved
K/2014/0536/F | 2014-12-02 | Fermanagh and Omagh | Single wind turbine | Proposed 250kw wind turbine with a max hub height of 40m with a 30m rotor diameter | 200m NW of 44 Loughmallon Road Sultan Carrickmore | 264358 | 377098 | Withdrawn | 2015/16 | 2015-10-05 |  |  | Withdrawn
D/2014/0234/F | 2014-12-03 | Causeway Coast and Glens | Solar farm | Installation and operation of a Solar Farm and associated infrastructure for the life of the solar farm | Lands to the West of 289 Finvoy Road Rasharkin Ballymena BT44 8SD | 296603 | 413794 | Approved | 2015/16 | 2015-08-12 |  |  | Approved
F/2014/0203/F | 2014-12-03 | Mid and East Antrim | Single wind turbine | Erection of single wind turbine - 30.4m hub height with 14.55m blades, associated access and 2No. electricity cabinets. | Lands 230m North East of 69 Ballylumford Road Islandmagee | 343688 | 401698 | Approved | 2016/17 | 2016-05-04 |  |  | Approved
J/2014/0325/F | 2014-12-03 | Derry and Strabane | Single wind turbine | 40m hub wind turbine. | Approx 825m SW of 32 Silverhill Road Garvetagh Castlederg | 226413 | 381383 | Refused | 2015/16 | 2015-12-01 |  |  | Refused
S/2014/0833/F | 2014-12-03 | Lisburn and Castlereagh | Single wind turbine | Proposed single wind turbine with a hub height of 40m and rotor diameter of 30m (additional information - shadow flicker report) | Land approximately 298 metres to the east of 2 Rock Road Mullaghglass BT28 3HF | 323856 | 369809 | Approved | 2016/17 | 2016-10-06 |  |  | Approved
L/2014/0567/F | 2014-12-04 | Fermanagh and Omagh | Single wind turbine | Proposed 250KW wind turbine with mast height 40m and 31m rotor diameter to produce electricity for export to the grid with amended turbine manufacturer, rotor diameter and access position from previous approval L/2013/0086/F for 250KW wind turbine with mast height 40m and 30m rotor diameter | Approx 200m North of number 38 Enniskillen Road Makenny Ballinamallard BT94 2DA. | 224553 | 355743 | Approved | 2015/16 | 2015-05-20 |  |  | Approved
P/2014/1002/F | 2014-12-04 | Newry, Mourne and Down | Single wind turbine | Erection of single wind turbine, associated access an 2no electricity cabinets | Approx 293m north west of 23 Latt Road Cloghinny Newry Co Armagh BT35 6NU | 305789 | 332477 | Approved | 2016/17 | 2016-06-27 |  |  | Approved
Q/2014/0451/F | 2014-12-04 | Newry, Mourne and Down | Single wind turbine | 150kW wind turbine with mast height 30m and 24m rotor diameter to produce electricity for export to the grid | Approximately 295m north of 34 Dree Hill Road Dromara Dromore | 329203 | 347234 | Withdrawn | 2015/16 | 2016-03-08 |  |  | Withdrawn
X/2014/0635/F | 2014-12-04 | Ards and North Down | Single wind turbine | A single 250kw wind turbine with a tower height of 40m and a blade length of 19.5m | Approx 354m East Of 21 Bairdstown Road Ballywalter Co Down Bt22 2LD | 362364 | 371042 | Approved | 2015/16 | 2015-12-11 |  |  | Approved
F/2014/0205/F | 2014-12-05 | Mid and East Antrim | Single wind turbine | Erection of 1 No. 150kw wind turbine with hub height of 30m | 394m E/NE of 155 Low Road Islandmagee | 346609 | 398338 | Approved | 2015/16 | 2016-02-26 |  |  | Approved
R/2014/0649/F | 2014-12-05 | Newry, Mourne and Down | Single wind turbine | Erection of single wind turbine - 40m hub height with 27m blades, associated access an 2no electricty cabinets | Lands 400m south east of 30 Junction Road Saintfield | 342321 | 355193 | Approved | 2015/16 | 2015-08-27 |  |  | Approved
I/2014/0394/F | 2014-12-11 | Mid Ulster | Single wind turbine | Relocation of previously approved wind turbine application (I/2013/0375/F) with a 31m hub height and 29m rotor diameter and output not exceeding 250 kw. | 210m east/south east of 40 Gortagammon Road Cookstown BT80 8UY | 283009 | 372893 | Approved | 2014/15 | 2015-03-10 |  |  | Approved
F/2014/0211/F | 2014-12-12 | Mid and East Antrim | Single wind turbine | Erection of single wind turbine - 30m hub height with 14.55m blades, associated access and 2 no. electricity cabinets | Lands 320m south west of 27 Ballymullock Road Larne | 336896 | 403124 | Refused | 2015/16 | 2016-01-15 |  |  | Refused
J/2014/0336/F | 2014-12-12 | Derry and Strabane | Single wind turbine | Erection of a wind turbine - 30m hub height with 14.55m blades, associated access and 2 no. electricity cabinets | Lands 285m North of 194 Berryhill Road Donemana | 242456 | 402956 | Refused | 2016/17 | 2016-08-31 |  |  | Refused
K/2014/0555/F | 2014-12-12 | Fermanagh and Omagh | Single wind turbine | Change of turbine type from that previously approved under planning reference K/2012/0394/F to a turbine with a 40m hub height, 27m blades, associated and 2 no. electricity cabinets | 242m N of 9 Craighill Road Crosh Omagh Co Tyrone BT79 7PB | 249949 | 376123 | Approved | 2015/16 | 2015-10-28 |  |  | Approved
R/2014/0658/F | 2014-12-12 | Newry, Mourne and Down | Single wind turbine | Installation of a wind turbine on a tubular tower of up to 40m height with blades up to 59.5m (to tip height) | Lands 340m South West of 22 Slievegrane Raod Saul Downpatrick Co Down BT30 6PF | 351235 | 345430 | Refused | 2016/17 | 2016-12-09 |  |  | Refused
C/2014/0490/F | 2014-12-15 | Causeway Coast and Glens | Single wind turbine | Erection of single wind turbine, associated access and 2 no electricity cabinets. | Approx 258m NE of 83 Creamery Road Coleraine | 288569 | 435122 | Refused | 2015/16 | 2016-03-18 |  |  | Refused
C/2014/0497/F | 2014-12-15 | Causeway Coast and Glens | Single wind turbine | A single 250kw wind turbine with a base height of 40m and a blade length of 19.5m | Approximately 345m SW of 18 Blagh Road Coleraine BT52 2PG | 287058 | 435244 | Withdrawn | 2016/17 | 2016-07-20 |  |  | Withdrawn
C/2014/0499/F | 2014-12-15 | Causeway Coast and Glens | Single wind turbine | A single wind turbine with a base height of 40m and a blade length of 19.5m | Approximately 775m SW of 64 Quilly Road Coleraine BT51 3PE | 281177 | 432358 | Withdrawn | 2014/15 | 2015-03-05 |  |  | Withdrawn
A/2014/0624/F | 2014-12-16 | Derry and Strabane | Single wind turbine | Proposed erection of a wind turbine with a 40m hub height and a 30m rotor diameter with a max output not exceeding 250 kw | 290m south west of 30 Creevagh Road Co. Derry | 239505 | 415103 | Approved | 2016/17 | 2016-05-26 |  |  | Approved
F/2014/0216/F | 2014-12-16 | Mid and East Antrim | Single wind turbine | Proposed erection of a wind turbine with a 40m hub height and a 30m rotor diameter with a max output not exceeding 250kw | 172m West of 86 Brustin Brae Road Larne | 337019 | 405427 | Withdrawn | 2015/16 | 2015-07-01 |  |  | Withdrawn
O/2014/0592/F | 2014-12-16 | Armagh, Banbridge and Craigavon | Single wind turbine | Erection of a wind turbine with a 40 metre hub height and a 54 metre rotar diameter with a max output not exceeding 250kw | 203 metres north west of 25 Tannyoky Road Poyntzpass BT35 6RG | 303993 | 339059 | Approved | 2015/16 | 2016-03-21 |  |  | Approved
I/2014/0399/F | 2014-12-17 | Mid Ulster | Single wind turbine | A single wind turbine of up to 2.3mw power output with a maximum overall base blade to tip height of 92.5m to compliment approved planning I/2010/0211/F (noise report submitted) | Beltonanean Mountain Beltonanean TD Cookstown Co Tyrone | 271571 | 382614 | Refused | 2016/17 | 2017-02-08 |  |  | Refused
J/2014/0338/F | 2014-12-18 | Derry and Strabane | Single wind turbine | Proposed erection of a wind turbine with a 50m hub height and a 54m rotor diameter with a max output not exceeding 250kw | 123m NW of 41 Carrickayne Road Claudy | 252481 | 398493 | Refused | 2015/16 | 2016-02-11 |  |  | Refused
A/2014/0630/F | 2014-12-19 | Derry and Strabane | Wind farm | Construction of a windfarm comprising 8 no. wind turbines (tip height not exceeding 126 metres), an electrical substation and control building, a meteorological mast, formation of accesses on Ballyhanedin Road and Glenshane Road, internal access tracks, two temporary construction compounds, formation of passing bays on Ballyhanedin Road, junction improvements at Ballyhanedin Road/A6 junction and Glenshane Road/A6 junction, and all associated ancillary works. (Further Environmental Information received in relation to community fund, micro siting, roads details, slope stability, noise and visuals) | Lands 650 metres east of 57A Ballyhanedin Road in the townland of Ballyhanedin 1.5 kilometres north west of Feeny | 261109 | 406915 | Approved | 2017/18 | 2017-04-28 |  |  | Approved
L/2015/0018/F | 2014-12-19 | Fermanagh and Omagh | Single wind turbine | Amendment to planning approval L/2012/0771. Change in turbine hub height from 32m to 50m and change in blade diameter from 27m to 54m | Lands 422m North West of 49 Drumbristan Road Doochrock Kesh | 222989 | 369379 | Refused | 2015/16 | 2015-11-10 |  |  | Refused
L/2015/0021/F | 2014-12-19 | Fermanagh and Omagh | Wind farm | Amendment to planning approval L/2010/0774. Change in turbine hub height from 32m to 50m and change in blade diameter from 57m to 54m | Lands 223m North West of 49 Drumbristan Road Doochrock Kesh Co Fermanagh BT93 1LA | 223056 | 369392 | Refused | 2015/16 | 2015-11-10 |  |  | Refused
L/2015/0022/F | 2014-12-19 | Fermanagh and Omagh | Wind farm | Proposed installation of a wind turbine on a tubular tower of up to 40m (to hub height) with blades up to 55.5m (to tip height) (31.0m rotor diameter) | Lands 128m south east of 55 Lissan Road Lissan Enniskillen Co Fermanagh BT74 4PF | 227718 | 347604 | Withdrawn | 2015/16 | 2016-03-25 |  |  | Withdrawn
H/2014/0451/F | 2014-12-22 | Mid Ulster | Single wind turbine | Erection of single wind turbine - 30m height with 14.55m blades, associated access and 2 no. electricity cabinets (225kW) | Approx 278m WSW of No. 15 Drumard Road Draperstown | 278921 | 393024 | Approved | 2015/16 | 2015-07-08 |  |  | Approved
K/2014/0564/F | 2014-12-22 | Fermanagh and Omagh | Single wind turbine | Wind turbine 40m hub to 55.5m tip | Lands 245m NW of 30 Loughterush Road Trillick | 228597 | 356374 | Refused | 2015/16 | 2015-10-20 |  |  | Refused
K/2014/0565/F | 2014-12-22 | Fermanagh and Omagh | Single wind turbine | Proposed installation of a wind turbine on a tubular tower of up to 37m (to hub height) with blades up to 48.5m (to tip height). | Lands 271m East of 34 Lisnahanna Road Lisnahanna Trillick | 229936 | 356285 | Refused | 2016/17 | 2016-10-24 |  |  | Refused
M/2014/0596/F | 2014-12-22 | Mid Ulster | Single wind turbine | Erection of single wind turbine and associated cabinets (amended turbine) | 435m NE of 14 Culkeeran Road Moy Dungannon | 282839 | 357638 | Approved | 2016/17 | 2017-02-08 |  |  | Approved
M/2014/0597/F | 2014-12-22 | Mid Ulster | Single wind turbine | Wind Turbine | Lands 335m NE of 23 Esker Hill Aghnagor Dungannon | 267716 | 364060 | Approved | 2015/16 | 2015-05-18 |  |  | Approved
M/2014/0599/F | 2014-12-22 | Mid Ulster | Single wind turbine | Substitution of single wind turbine approved under planning permission M/2011/0465/F with a single wind turbine measuring 40m to hub with 27m blade length, including associated electricity cabinets | 262m SW of 39 Culkeeran Road Moy | 283018 | 357266 | Refused | 2016/17 | 2017-02-08 |  |  | Refused
P/2014/1047/F | 2014-12-22 | Newry, Mourne and Down | Single wind turbine | Proposed erection of a wind turbine with a 40m hub height and a 54m rotor diameter with max output not exceeding 250kw | 305m north east of 118 Rathfriland Road Newry BT34 1PH | 311487 | 330422 | Refused | 2019/20 | 2019-09-04 |  |  | Refused
D/2014/0256/F | 2014-12-23 | Causeway Coast and Glens | Single wind turbine | Site of Vestas V27, 225KW Wind Turbine Maximum hub height of 41m and rotor diameter of 27m. | 125m SE of No 84 Newbridge Road Ballymoney BT53 6QS | 291457 | 428895 | Withdrawn | 2016/17 | 2016-11-14 |  |  | Withdrawn
K/2014/0566/F | 2014-12-23 | Fermanagh and Omagh | Single wind turbine | Wind turbine 40m, 30m rotor diameter | 220m SE of 402 Crockanboy Road Creggan Carrickmore | 263371 | 379933 | Withdrawn | 2015/16 | 2015-09-28 |  |  | Withdrawn
I/2014/0413/F | 2014-12-29 | Mid Ulster | Wind farm | Construction & Operation of a Windfarm comprising 5 no. three bladed wind turbines with a maximum base blade to tip height of 126.5 metres. Ancillary developments include a permanent lattice anemometer mast of 80 metres height; turbine transformers; turbine bases, foundations and hardstands; widening and strengthing of existing tracks and construction of new access tracks, junctions and turning areas; a 33kV switch room control building with communications equipment, car parking and compound area; underground electrical cables and communication lines connecting wind turbines to the switch room control building; on site drainage works; upgrade of an existing entrance off Beltonanean Road for light vehicle use, use of the existing entrance to Davagh Forest off Slaght Road for main infrastructure traffic, with access tracks options through Davagh Forest; temporary set down areas, temporary material deposition areas, temporary construction compound; and all ancillary and associated development and infrastructure including general and excavation works at Beltonanean. The proposed development also includes temporary works along the transport route to facilitate the delivery of turbine components including a realignment of a section of the Feegarran Road and widening of the junction of Feegarran and Slaght Roads, in the townlands of Ballynagilly and Beltonanean, | Beltonanean Ballynasollus Beleevna-More and Ballynagilly Townlands Cookstown Co Tyrone | 271389 | 383186 | Refused | 2017/18 | 2017-11-24 |  |  | Refused
S/2014/0913/F | 2014-12-29 | Lisburn and Castlereagh | Solar farm | Demolition of existing buildings, installation and operation of a solar farm and associated infrastructure including pv panels, mounting frames,inverters,transformers,substations,pole mounted cctv and fence | Former Maghaberry Airfield Antrim | 318177 | 364492 | Approved | 2016/17 | 2016-04-27 |  |  | Approved
V/2014/0186/F | 2014-12-29 | Mid and East Antrim | Single wind turbine | Erection of single wind turbine - 30m hub height with 14.55m blades, associated access and 2no. electricity cabinets | Lands 255m north west of 68 Marshallstown Road Carrickfergus | 342061 | 391067 | Approved | 2015/16 | 2016-03-11 |  |  | Approved
LA10/2016/0007/F | 2015-01-05 | Fermanagh and Omagh | Solar farm | Ground mounted solar farm and associated infrastructure | Lands approximatetly 50metres north east of 136 Loughmallon Road Pomeroy | 266662 | 373509 | Withdrawn | 2016/17 | 2016-11-14 |  |  | Withdrawn
V/2015/0002/F | 2015-01-05 | Mid and East Antrim | Single wind turbine | A single 250kw wind turbine with a base height of 40m and a blade length of 19.5m | Approx. 364m South of 19 Lough Road Carrickfergus | 341296 | 391689 | Approved | 2016/17 | 2016-05-03 |  |  | Approved
G/2015/0006/F | 2015-01-06 | Mid and East Antrim | Single wind turbine | 250kw Wind Turbine with 32m Hub Height for Farm and Grid use. | 197.5m North East of 125 Tullykittagh Road Clough Ballymena | 311421 | 414939 | Withdrawn | 2015/16 | 2015-08-17 |  |  | Withdrawn
G/2015/0007/F | 2015-01-06 | Mid and East Antrim | Single wind turbine | 250kw Wind turbine with 32m hub height for farm and grid use | 192m North West of 127 Tullykittagh Road Clough | 310974 | 414785 | Refused | 2015/16 | 2015-07-07 |  |  | Refused
L/2015/0032/F | 2015-01-07 | Fermanagh and Omagh | Single wind turbine | Amendment to approval L/2013/0107/F. Rotor diameter increased to 39m | Lands 300m North West of 15 Granshagh Road Laragh Enniskillen BT92 2GE | 222399 | 340631 | Approved | 2015/16 | 2015-12-21 |  |  | Approved
C/2015/0013/F | 2015-01-08 | Causeway Coast and Glens | Single wind turbine | Proposed Wind Turbine 225kw Maximum ( 32.165m Hub - 13.500m Rotor Radius - 45.665m Overall Height ) Amended Turbine Type. | Approximately 95m South of 104 Ballyclogh Road Bushmills Co Antrim BT57 8XA | 292061 | 440522 | Withdrawn | 2016/17 | 2016-08-12 |  |  | Withdrawn
D/2015/0004/F | 2015-01-08 | Causeway Coast and Glens | Single wind turbine | Change of turbine from that previously approved under D/2012/0228/F to a turbine with a 30m hub height and 17.5m blades, associated access and 2 no electricity cabinets | 470m West of 96 Ballyveely Road Loughgiel BT44 9JW | 306512 | 423036 | Approved | 2015/16 | 2016-01-29 |  |  | Approved
R/2015/0012/F | 2015-01-08 | Newry, Mourne and Down | Single wind turbine | Proposed wind Turbine 250kw maximum (-30.500m Hub - 17.500m Rotor Radius - 48.000m overall height) to support existing farm business | Approximately 500m SE of 75 Old Course Road Downpatrick BT30 8BW | 350130 | 342416 | Withdrawn | 2015/16 | 2015-10-27 |  |  | Withdrawn
G/2015/0010/F | 2015-01-12 | Mid and East Antrim | Single wind turbine | Single wind turbine with a hub height of 40m with 27m blades, including 2 no. electricity cabinets and associated access (in substitution of turbine approval G/2012/0062/F) (Amended) | Lands 350m NW of 15 Moneyduff Road Clough | 310027 | 416425 | Approved | 2015/16 | 2016-03-14 |  |  | Approved
K/2015/0006/F | 2015-01-12 | Fermanagh and Omagh | Single wind turbine | Amendment to existing planning approval K/2012/0361/F consisting of a change in turbine size from 54.5m tip height to 60m tip height, re-siting of turbine by approximately 148m and the provision of an NIE kiosk | Approx 325m North of 38 Mulnafye Road Omagh | 254727 | 377519 | Withdrawn | 2015/16 | 2015-10-19 |  |  | Withdrawn
L/2015/0044/F | 2015-01-13 | Fermanagh and Omagh | Single wind turbine | A wind turbine up to a maximum tip height of 45m, comprising a configuration of up to 30m tower and up to 30m rotor diameter, associated transformer and electric cabling. | 326 metres West of 62 Levally Road Daries Big Enniskllen BT93 7DL | 217565 | 349161 | Withdrawn | 2016/17 | 2016-08-05 |  |  | Withdrawn
F/2015/0006/F | 2015-01-14 | Mid and East Antrim | Single wind turbine | Erection of single wind turbine - 40m hub height with 27m blade lenght, associated access and 2no. electricity cabinets (in substitution of planning permission F/2011/0103/F for a turbine with a 40m hub height and a 15m blade lenght) (amended description). | 370m North East of 32 Carneal Road Glenoe | 340544 | 395204 | Approved | 2015/16 | 2016-01-18 |  |  | Approved
X/2015/0027/F | 2015-01-19 | Ards and North Down | Single wind turbine | A single 150kw wind turbine with a tower height of 30m and a blade length of 13.5m | Approx. 192m south of 22 Bairdstown Road Ballywalter County Down BT22 2LD | 362043 | 370293 | Approved | 2015/16 | 2015-11-09 |  |  | Approved
X/2015/0029/F | 2015-01-19 | Ards and North Down | Single wind turbine | Proposed 250kw wind turbine with mast height 30m and 27m rotor diameter to produce electricity | Approx 320m North West of number 241 Bangor Road Newtownards | 349750 | 376679 | Approved | 2015/16 | 2015-10-23 |  |  | Approved
S/2015/0031/F | 2015-01-20 | Lisburn and Castlereagh | Single wind turbine | Change of turbine from that previously approved under S/2013/0609/F to a turbine with a 40 metre hub height and 27 metre blades, associated access and 2 no electricity cabinets. | Lands 450 metres north west of 26 Howe Road Dromore. | 326151 | 352514 | Approved | 2015/16 | 2016-01-15 |  |  | Approved
I/2015/0019/F | 2015-01-22 | Mid Ulster | Single wind turbine | Proposed 225kw wind turbine with 50 metre hub height and 15 metre radius blade, for own use and connection to the national grid | Brigh Road Land approx 300m west of junction with Mounjoy Road Stewartstown BT71 5JP | 287663 | 372667 | Refused | 2015/16 | 2016-01-13 |  |  | Refused
K/2015/0024/F | 2015-01-22 | Fermanagh and Omagh | Single wind turbine | Proposed Erection of a wind turbine with a 40m hub height and 31m rotor diameter with a max output not exceeding 250Kw | 117m North of 17 Inishative Road Carrickmore Omagh BT79 9HS | 262760 | 370020 | Approved | 2015/16 | 2015-11-26 |  |  | Approved
P/2015/0053/F | 2015-01-22 | Newry, Mourne and Down | Single wind turbine | A single 250kw wind turbine with a base height of 30m and a blade length of 19.5m | Approximatley 675m South West of 101 Bessbrook Road Mountnorris | 299352 | 333896 | Approved | 2016/17 | 2016-04-18 |  |  | Approved
K/2015/0025/F | 2015-01-23 | Fermanagh and Omagh | Single wind turbine | Erection of single wind turbine - 30m hub height with 33.1m rotor diameter, associated access and 2 no. electricity cabinets | Lands 650m North East of 142 Rockstown Road Carrickmore | 265588 | 373046 | Refused | 2016/17 | 2016-04-26 |  |  | Refused
A/2015/0049/F | 2015-01-26 | Derry and Strabane | Single wind turbine | Installation of a 225kw wind turbine with a hub height of 30m and a rotor diameter of 27m | Lands 108m north west of 18 Killea Road Londonderry | 238402 | 415558 | Withdrawn | 2018/19 | 2018-08-30 |  |  | Withdrawn
I/2015/0021/F | 2015-01-26 | Mid Ulster | Single wind turbine | Proposed installation of a wind turbine on a tubular tower of up to 40m (to hub height) with blades up to 55m (to tip height) | Lands 333m North of 53 Killybasky House Dunnabraggy Road Killybasky Cookstown. | 282368 | 382231 | Approved | 2015/16 | 2015-11-02 |  |  | Approved
I/2015/0023/F | 2015-01-26 | Mid Ulster | Single wind turbine | Single wind turbine with a hub height of 50m with 27m blades, including 2 no. ancillary electricity cabnets and associated access ( in substitution of approval I/2011/0198/F) | 305m South of 30 Kilcronagh Road Cookstown | 279128 | 375468 | Approved | 2015/16 | 2015-08-11 |  |  | Approved
J/2015/0025/F | 2015-01-28 | Derry and Strabane | Single wind turbine | Proposed installation of a wind turbine on a tubular tower of up to 50m (to hub eight) with blades up to 77m (to tip height) | Lands 458m NE of 25 Carrigullin Road Edymore Strabane | 236312 | 394660 | Refused | 2015/16 | 2016-03-07 |  |  | Refused
C/2015/0051/F | 2015-02-02 | Causeway Coast and Glens | Single wind turbine | Proposed installation of a wind turbine on a tower of up to 36m (to hub height) with blades up to 51.5m (to tip height) | Lands 834m North East of 39 Ballylagan Road South Ballylagan Coleraine. | 288221 | 437142 | Refused | 2016/17 | 2016-08-01 |  |  | Refused
C/2015/0058/F | 2015-02-02 | Causeway Coast and Glens | Single wind turbine | Single Wind Turbine with a Hub Height of 40m and 27m Blades, including 2 no. electricity and associated access ( in substitution of turbine approval C/2014/0104/F ) | 320m West of 78 Newmills Road Coleraine BT52 2LB. | 288506 | 431397 | Approved | 2015/16 | 2015-09-21 |  |  | Approved
P/2015/0081/F | 2015-02-02 | Newry, Mourne and Down | Single wind turbine | Erection of a wind turbine with a 40m hub height and a 54m rotor diameter with a max output not exceeding 250kw | 378m SSW of 19 Sheepbridge Road Newry BT34 1SS | 309255 | 331539 | Withdrawn | 2015/16 | 2015-09-14 |  |  | Withdrawn
X/2015/0053/F | 2015-02-02 | Ards and North Down | Single wind turbine | 250kw wind turbine with a base height of 40m and a blade length of 19.5m | Approx 254m south west of 69 New Road Carrowdore BT22 2LL | 360231 | 371394 | Approved | 2015/16 | 2015-11-12 |  |  | Approved
Q/2015/0033/F | 2015-02-03 | Armagh, Banbridge and Craigavon | Single wind turbine | Installation of a wind turbine on a tubular tower - with blade tip height up to 56 metres with associated sub station and switch room | 130 metres north east of no 40 Mullabrack Road Gilford | 307117 | 345710 | Approved | 2015/16 | 2016-02-09 |  |  | Approved
X/2015/0054/F | 2015-02-03 | Ards and North Down | Single wind turbine | Proposed Wind Turbine, hub height of 40 metres, 16 metre rotor radius - Overall height 56 metres to support the development of zoned lands for industrial development NS28 | Approximatley 216m SW of 211 Bangor Road Newtownards County Down BT23 7PH | 349425 | 375910 | Refused | 2016/17 | 2016-08-11 |  |  | Refused
S/2015/0064/F | 2015-02-05 | Lisburn and Castlereagh | Single wind turbine | Proposed erection of a wind turbine with a 40m hub height and a 54m rotor diameter with a max output not exceeding 250kw (Noise impact assessment and shadow flicker report received) | 365m South 26 Ballykine Road Ballynahinch Lisburn BT24 8JE | 332681 | 352992 | Approved | 2017/18 | 2017-05-02 |  |  | Approved
G/2015/0033/F | 2015-02-06 | Mid and East Antrim | Single wind turbine | Erection of 225kw Single Wind Turbine - 30m Hub Height with 33.1m Rotor Diameter, Associated Access and 2 No, Electricity Cabinets | 590m South East of 38 Carnlea Road North Ballyclare | 325183 | 396855 | Withdrawn | 2015/16 | 2015-04-08 |  |  | Withdrawn
L/2015/0079/F | 2015-02-06 | Fermanagh and Omagh | Single wind turbine | Erection of a wind turbine - 35m hub height with 29m diameter blades, associated access and 2 NO. electricity cabinets (225kw) | Lands 200m north of 251 Ballyconnell Road Gortneddan Derrylin BT92 9AW | 228080 | 321205 | Approved | 2015/16 | 2015-09-22 |  |  | Approved
R/2015/0066/F | 2015-02-06 | Newry, Mourne and Down | Single wind turbine | Erection of single wind turbine with 30m hub, 33.1m blade diameter, 225kw, and associated access and 2 No electricity cabinets. (Amended/Corrected Description) | Approx.335 metres North West of 34 Downpatrick Road Killough. | 352168 | 337389 | Refused | 2016/17 | 2017-01-20 |  |  | Refused
R/2015/0068/F | 2015-02-06 | Newry, Mourne and Down | Single wind turbine | Erection of single wind turbine on 30m hub,associated access and 2 No electricity cabinets. (Amended red line received) | Approx. 365 metres North West of 53 Castleward Road Downpatrick. | 356368 | 348839 | Refused | 2017/18 | 2017-05-05 |  |  | Refused
R/2015/0069/F | 2015-02-06 | Newry, Mourne and Down | Single wind turbine | Erection of single wind turbine,associated access and 2 No electricity cabinets. | Approx.522 metres South East of 30 Castleward Road Strangford BT30 7AY | 358061 | 347942 | Refused | 2016/17 | 2017-01-20 |  |  | Refused
A/2015/0075/F | 2015-02-09 | Derry and Strabane | Single wind turbine | Proposed single wind turbine with hub height of 41 metres and rotor diameter of 29 metres, and ancillary works | Land approximately 185 metres north east of 84 Cumber Road Claudy. | 254176 | 406034 | Approved | 2015/16 | 2015-07-24 |  |  | Approved
N/2015/0095/F | 2015-02-09 | Armagh, Banbridge and Craigavon | Single wind turbine | Removal of existing 14metre monopole and 2 no. cabinets and replacement with a 17.5 metre monopole, 3no. antennae, 2no. cabinets and 2no. radio wave dishes | Rear of Kilmore Orange Hall 164 Old Kilmore Road Lurgan BT67 9LR | 310472 | 361638 | Approved | 2015/16 | 2015-05-27 |  |  | Approved
X/2015/0065/F | 2015-02-09 | Ards and North Down | Single wind turbine | Proposed single 250kw wind turbine (hub height 50 metres , rotor diameter 31m) | Lands approximately 180m NW of 74 Dunover Road | 359793 | 369790 | Approved | 2015/16 | 2016-01-27 |  |  | Approved
B/2015/0026/F | 2015-02-10 | Causeway Coast and Glens | Single wind turbine | Erection of Single Wind Turbine in Lieu of Previously Granted Wind Turbine Under B/2013/0186/F (Hub Height 41.5m, Tip Height 61m, 500KW Machine Proposed) | 535m North of 132 Muldonagh Road Claudy | 260010 | 410823 | Approved | 2015/16 | 2015-10-22 |  |  | Approved
B/2015/0028/F | 2015-02-10 | Causeway Coast and Glens | Single wind turbine | Erection of Single Wind Turbine In Lieu of Previously Granted Wind Turbine Under B/2012/0292/F (Hub Height 41.5m, Tip Height 61m, 500KW Machine, Proposed) | 365m North of 132 Muldonagh Road Claudy | 260053 | 410553 | Approved | 2015/16 | 2015-10-22 |  |  | Approved
K/2015/0066/F | 2015-02-10 | Fermanagh and Omagh | Wind farm | A proposal for a wind farm comprising of nine turbines (each with an overall maximum height of up to 126.5m above ground level) and associated infrastructure including upgraded site entrances, new and upgraded on-site access tracks, an on-site substation and control building, underground cables, overhead grid line, two temporary monitoring masts, temporary construction compounds, enabling works compounds, permanent crane hardstandings and road widening and improvement works on sections of the transport route (road improvement works). Two turbines are located within the Mid Ulster Area. Planning permission is requested with the condition that the proposed wind farm development to which it would relate must be begun within a year period from the date of Planning consent, as permitted under Article 34 of the Planning (NI) Order 1991, as amended | Murley wind farm in the townlands of Glengesh Lower Forest Moysnaght Killygordon Tattanafinnell Edergole and Cole Glen Forest near Fivemiletown Co. Tyrone. | 245215 | 372912 | Approved | 2017/18 | 2018-01-29 |  |  | Approved
F/2015/0023/F | 2015-02-11 | Mid and East Antrim | Single wind turbine | Single wind turbine (250 kW) - 40 m hub height with 27 m blades, associated access and 2 no. electricity cabinets. | Lands 475 m north of 99 Braepark Road Ballyclare | 329194 | 396944 | Refused | 2016/17 | 2016-04-27 |  |  | Refused
O/2015/0066/F | 2015-02-11 | Armagh, Banbridge and Craigavon | Single wind turbine | Erection of a single wind turbine with a base height of 53 metres and a blade length of 22 metres (additional information received) | 431 metres north east of 46 Killyfaddy Road Armagh BT60 2PY | 288350 | 338892 | Approved | 2016/17 | 2016-05-10 |  |  | Approved
L/2015/0093/F | 2015-02-12 | Fermanagh and Omagh | Single wind turbine | Proposed installation of a wind turbine on a tubular tower of up to 30m (hub height) with blades up to 42m (to tip height). | Lands 231m South of 30 Derryhillagh Road Derryhillagh Tempo Enniskillen BT94 3AS | 227516 | 346500 | Approved | 2016/17 | 2016-04-15 |  |  | Approved
L/2015/0094/F | 2015-02-12 | Fermanagh and Omagh | Single wind turbine | Proposed installation of a wind turbine on a tubular tower of up to 40m (to hub height) with baldes up to 55.5m (to tip height) 31m Rotor dia | Lands 257m South East of 39 Derryhillagh Road Derryhillagh Tempo Enniskillen | 228159 | 346395 | Withdrawn | 2015/16 | 2016-03-25 |  |  | Withdrawn
R/2015/0080/F | 2015-02-12 | Newry, Mourne and Down | Single wind turbine | A single 150kw wind turbine with a tower height of 30m and a blade length of 15m (amended address) | Approx 471m North West of 5 Corbally Road Downpatrick BT30 8TD | 347363 | 338822 | Withdrawn | 2017/18 | 2017-06-07 |  |  | Withdrawn
T/2015/0056/F | 2015-02-12 | Antrim and Newtownabbey | Single wind turbine | A single 250kw wind turbine with a base height of 30m and a blade length of 16.5m | Approx 480m north east of 42 Ballyhill Road Crumlin Co Antrim BT29 4TB | 324526 | 378272 | Approved | 2015/16 | 2015-08-11 |  |  | Approved
K/2015/0068/F | 2015-02-16 | Fermanagh and Omagh | Single wind turbine | Amendment to existing planning approval K/2013/0162/F. Amendment to overall turbine tip height from 54.7m to 77.0m. | Lands 200m NW of 52 Drumlester Road Sixmilecross | 257849 | 369737 | Approved | 2015/16 | 2016-03-01 |  |  | Approved
D/2015/0038/F | 2015-02-17 | Causeway Coast and Glens | Single wind turbine | Proposed upgrade of existing Micon 250kw wind turbine with 36m hub height and 30m rotor diameter ,to an EWT DW54 turbine with 40m hub height and 54m rotor diameter | 244m West of 29 Drumbare Road Cloughmills BT44 9LA | 306446 | 417366 | Approved | 2015/16 | 2016-01-18 |  |  | Approved
L/2015/0106/F | 2015-02-17 | Fermanagh and Omagh | Single wind turbine | Proposed installation of a wind turbine on a tubular tower of up to 40m (to hub height) with blades up to 55.5m (to tip height) 31m rotor diameter. | Lands 298m South East of 26 Ardgart Road Relagh Enniskillen Co Fermanagh BT74 4FN | 225687 | 347608 | Withdrawn | 2015/16 | 2016-03-25 |  |  | Withdrawn
L/2015/0107/F | 2015-02-17 | Fermanagh and Omagh | Single wind turbine | Proposed installation of a wind turbine on a tubular tower of up to 40m (to hub height) with blades up to 55.5m (to tip height) 31m rotor diameter. | Lands 405m South East of 26 Ardgart Road Relagh Enniskillen Co Fermanagh BT74 4FN | 225719 | 347505 | Withdrawn | 2015/16 | 2016-03-30 |  |  | Withdrawn
I/2015/0059/F | 2015-02-19 | Mid Ulster | Single wind turbine | Proposed 11kw Gaia wind turbine to supply power to existing farm and poultry business. (Hub height 18.4m). | Lands approx 80m south west of 17 Murnells Road Pomeroy | 267558 | 375600 | Approved | 2015/16 | 2015-10-06 |  |  | Approved
B/2015/0040/F | 2015-02-20 | Causeway Coast and Glens | Single wind turbine | 250 kw Wind Turbine on a 30m Tower with 27m Blade diameter. | 196m North West of 100 Bolea Road Limavady BT49 0QU. | 271401 | 426306 | Refused | 2016/17 | 2016-07-06 |  |  | Refused
M/2015/0092/F | 2015-02-20 | Mid Ulster | Wind farm | Proposed installation of 2 no wind turbines on tubular towers with a max overall blade tip height of 77m - with associated substations, switch rooms and ancillary works | Lands north east and north west of no 6 Shanmaghry Pomeroy Dungnanon | 269164 | 368497 | Withdrawn | 2016/17 | 2016-12-15 |  |  | Withdrawn
Q/2015/0051/F | 2015-02-20 | Armagh, Banbridge and Craigavon | Single wind turbine | Installation of a wind turbine on a tubular tower - with blade tip height up to 56.0m with associated sub-station, switch room and ancillary works (amended noise assessment received). | 205 metres South of No. 73 Old Mill Road Scarva Banbridge | 308351 | 341740 | Approved | 2015/16 | 2015-09-19 |  |  | Approved
D/2015/0045/F | 2015-02-23 | Causeway Coast and Glens | Single wind turbine | Erection of a Single Wind Turbine - 30m Hub with 16.5m Blades, Associated Access and 2 no. Electricity Cabinets. | Approx. 436m W of 17 Bregagh Road Armoy Ballymoney Co. Antrim BT53 8YW. | 306103 | 429745 | Refused | 2016/17 | 2016-08-15 |  |  | Refused
E/2015/0027/F | 2015-02-23 | Causeway Coast and Glens | Single wind turbine | Erection of a Single Wind Turbine - 30m Hub Height with 16.5m Blades, Associated Access and 2 no. Electricity Cabinets. | Approx. 770m NE of 104 Carnbore Road Ballymoney Co. Antrim BT53 8QT. | 299470 | 435904 | Refused | 2016/17 | 2016-07-05 |  |  | Refused
X/2015/0103/F | 2015-02-23 | Ards and North Down | Single wind turbine | A single 250kw wind turbine with a base height of 40m and a blade length of 14.5m (amended description - reduction in height) | Approx. 295m South West of 29 The Burn Road Ballygowan Co Down BT23 5NL | 345795 | 365483 | Withdrawn | 2016/17 | 2016-06-17 |  |  | Withdrawn
L/2015/0123/F | 2015-02-24 | Fermanagh and Omagh | Single wind turbine | Proposed wind turbine (capacity up to 250Kw) up to 31.5 hub height, 25m rotor diameter to serve applicants holding with surplus exported to grid. | 250m SW of 284 Derrygonnelly Road Tullycreevy Monea Co Fermanagh BT74 8EA | 215025 | 349218 | Refused | 2015/16 | 2016-01-08 |  |  | Refused
C/2015/0092/F | 2015-02-25 | Causeway Coast and Glens | Single wind turbine | Erection of a 250kw 3 Blade Wind Turbine with 30m Hub Height and Nominal Rotor Diameter of 30m. | North Coast Wastewater Treatment Works Roselick Road Portrush Co. Antrim BT56 8PE. | 284264 | 438856 | Refused | 2016/17 | 2016-10-25 |  |  | Refused
K/2015/0085/F | 2015-02-25 | Fermanagh and Omagh | Single wind turbine | Application to relocate application K/2010/0520/F approx 70m South East; an approved single 225kw wind turbine with a hub height of 30m and a blade length of 14.5m | Approx. 55m West of 142 Camlough Road Sixmilecross Co Tyrone | 263909 | 375777 | Approved | 2016/17 | 2016-08-03 |  |  | Approved
C/2015/0088/F | 2015-02-26 | Causeway Coast and Glens | Single wind turbine | Erection of a wind turbine (250kw max) with a tower height of 31m. | Approx 140m North East of 7 Ballyversal Road Coleraine | 290723 | 433590 | Approved | 2015/16 | 2015-08-18 |  |  | Approved
F/2015/0035/F | 2015-02-26 | Mid and East Antrim | Single wind turbine | A single 250kw wind turbine with a tower height of 40m and a blade length of 16.5m (amended description) | Approx. 263m North West of 70 Craiganee Road Magheramorne Larne Co. Antrim | 342334 | 395690 | Approved | 2015/16 | 2016-03-16 |  |  | Approved
I/2015/0068/F | 2015-02-26 | Mid Ulster | Single wind turbine | Proposed installation of a wind turbine on a tubular tower of up to 40m height with blades up to 50.5m (to tip height) | Lands 288m North of 36 Castlefarm Road Stewartstown BT71 5LD | 286842 | 371336 | Approved | 2016/17 | 2017-01-17 |  |  | Approved
X/2015/0111/F | 2015-02-26 | Ards and North Down | Single wind turbine | Erection of a 250kW wind turbine (hub height 50m, blade diameter 54m) | Lands approx. 300m North East of 225 Belfast Road Dundonald BT16 1UE | 344501 | 375012 | Withdrawn | 2015/16 | 2015-11-23 |  |  | Withdrawn
Y/2015/0062/F | 2015-02-26 | Lisburn and Castlereagh | Single wind turbine | Proposed installation of a wind turbine on a tubular tower of up to 40m (to hub height) with blades up to 55.5m (to tip height). Amended forms and plans. | Lands 394m North East of 39 Clontonacally Road Clontonkelly County Down BT8 8AH | 338542 | 368163 | Withdrawn | 2017/18 | 2018-02-05 |  |  | Withdrawn
X/2015/0114/F | 2015-02-27 | Ards and North Down | Single wind turbine | A single 250kw wind turbine with a base height of 40m and blade length of 22m | Approx 455m South West of 87 Carrickmannon Road Ballygowan | 344012 | 360917 | Withdrawn | 2015/16 | 2015-07-29 |  |  | Withdrawn
E/2015/0033/F | 2015-03-02 | Causeway Coast and Glens | Single wind turbine | A single 250kw wind turbine with a tower height of 40m and a blade length of 19.5m | Approx 418m South West of 57 Haw Road Bushmills | 294902 | 438520 | Withdrawn | 2015/16 | 2015-08-11 |  |  | Withdrawn
A/2015/0150/F | 2015-03-03 | Derry and Strabane | Wind farm | Realignment of access tracks and reorientation of turbine hardstandings at the permitted Eglish Wind Farm (A/2005/0223/F) | Eglish Mountain Glenough Co Derry accessing onto Ballyartan Road Killaloo Londonderry BT82 0PX | 250800 | 405466 | Approved | 2015/16 | 2015-12-29 |  |  | Approved
D/2015/0053/F | 2015-03-03 | Causeway Coast and Glens | Single wind turbine | Proposed Waste Storage Compound at the Existing Gruig Wind Farm. | Gruig Wind Farm in the Townlands of Altnahinch Gruig Moneyneagh and Carbuck near Cloughmills with Existing Access from the Altnahinch Road. | 312351 | 421316 | Approved | 2015/16 | 2015-10-28 |  |  | Approved
T/2015/0094/F | 2015-03-03 | Antrim and Newtownabbey | Solar farm | Installation and operation of a solar farm and associated infrastructure for the life of the solar farm (Additional Information) | Lands 90m West of and lands to the South of 72 Milltown Road (known as Millar Farm) Antrim BT41 2JJ | 312694 | 389654 | Approved | 2015/16 | 2015-07-27 |  |  | Approved
X/2015/0121/F | 2015-03-03 | Ards and North Down | Single wind turbine | Proposed installation of an 80 kw wind turbine on a tubular tower of up to 30m height with blades up to 39m (to tip height) | Lands 116m North West of 23 Castle Espie Road Ballygligham Comber Co Down BT23 5SY | 348824 | 366294 | Withdrawn | 2018/19 | 2018-11-09 |  |  | Withdrawn
S/2015/0148/F | 2015-03-04 | Lisburn and Castlereagh | Single wind turbine | Proposed erection of a wind turbine with a 50m hub height and a 54m rotor diameter with a max output not exceeding 250kW | 413m north of 58 Ballynahinch Road Dromara BT25 2AL | 329724 | 351440 | Withdrawn | 2015/16 | 2016-02-22 |  |  | Withdrawn
J/2015/0047/F | 2015-03-05 | Derry and Strabane | Single wind turbine | Erection of a 250kw wind turbine with maximum tip height of 60m (max hub height 40.5m and max rotor diameter of 39m) and all ancillary works | Approximately 279m South West of no 28 Berryhill Road Artigarvan Strabane Co Tyrone | 237487 | 400917 | Approved | 2016/17 | 2017-02-16 |  |  | Approved
X/2015/0129/F | 2015-03-05 | Ards and North Down | Single wind turbine | Erection of single wind turbine - 30m height with 33.1m rotor diameter, associated access and 2 no. electricity cabinets (225 Kw output) | Lands 240m North of 14 Ballyrusley Road Portaferry | 362441 | 352453 | Approved | 2015/16 | 2016-02-22 |  |  | Approved
X/2015/0146/F | 2015-03-09 | Ards and North Down | Single wind turbine | Erection of a single wind turbine - 30m hub height with 33.1m rotor diameter, associated access and 2 no. electricity cabinets (225kW) | 160m East of 43 Lisbane Road Kircubbin | 362080 | 358676 | Approved | 2016/17 | 2016-05-19 |  |  | Approved
V/2015/0038/F | 2015-03-13 | Mid and East Antrim | Solar farm | Installation and operation of a solar farm and associated infrastructure including PV panels, mounting frames, inverters, transformers, substation , pole mounted CCTV and fence (amended scheme) | Land at Dobbs Estate Tongue Loanen Road Carrickfergus | 343877 | 390131 | Approved | 2015/16 | 2016-03-14 |  |  | Approved
C/2015/0113/F | 2015-03-16 | Causeway Coast and Glens | Single wind turbine | Installation and operation of 1 No. EWT 50m hub height 52m rotor diameter 250kw wind turbine and associated infrastructure including turbine foundations, crane pad, transformer kiosks and cable trenching. Installation and operation of 1 No. EWT 50m hub height 52m rotor diameter 250KW wind turbine and associated infrastructure including turbine foundations, crane pad, transformer kiosks and cable trenching. | Land at Cam quarry 585m NW of 23 Cam Road Macosquin Coleraine. | 277673 | 424453 | Approved | 2015/16 | 2015-07-08 |  |  | Approved
F/2015/0044/F | 2015-03-16 | Mid and East Antrim | Single wind turbine | Proposed Endurance E4660 Wind Turbine (Maximum 100kW) on Tubular Tower (36.6m Hub Height, 23.5m Rotor, overall height 48.4m) [Substitution for Wind Turbine approved under ref: F/2011/0211/F] | Approx 160m NW of 147 Carrickfergus Road Carnduff Larne Co. Antrim | 339825 | 400556 | Approved | 2015/16 | 2015-10-30 |  |  | Approved
J/2015/0059/F | 2015-03-16 | Derry and Strabane | Single wind turbine | Proposal installation of 1 no. 250KW wind turbine on a tubular tower of up to 50m (to hub height) with blades up to 77m (to tip height) | Lands 871m South East of 3 Bearney Road Edymore Strabane Co. Tyrone | 236355 | 394802 | Refused | 2017/18 | 2017-05-10 |  |  | Refused
J/2015/0066/F | 2015-03-16 | Derry and Strabane | Single wind turbine | Erection of a single wind turbine with a 30M hub height and 16.5M blade length, associated laneway and 2No. electricity cabinets | Approximately 932M NNE of 19 Cavancreagh Road Dunnamanagh Strabane County Tyrone BT82 0LS | 242661 | 406166 | Refused | 2016/17 | 2016-08-24 |  |  | Refused
K/2015/0124/F | 2015-03-16 | Fermanagh and Omagh | Single wind turbine | Erection of a single wind turbine, associated access and 2 no. electricity cabinets | Approx 212m SE of 92 Stralongford Road Trillick | 229600 | 357891 | Refused | 2016/17 | 2016-05-23 |  |  | Refused
P/2015/0218/F | 2015-03-16 | Strategic Planning Division | Wind farm | Construction of a wind farm comprising 8 no. wind turbines (tip height not exceeding 142.5 metres), and electrical substation and control building, construction of internal access tracks, spoil deposition areas, temporary construction compound, formation of passing bays on Mullaghgarriff Road, delivery route improvements at Rostrevor Road, junction improvements at Rostrevor/Mullaghgarriff Road and all associated ancillary works. | Lands approximately 650m south west of 40 Mullaghgarriff Road Newry in the townlands of Gruggandoo Grugganskeagh and Mullaghgarve BT34 5LT | 320124 | 326270 |  |  |  | 1 | 12 months and over | Pending
X/2015/0159/F | 2015-03-16 | Ards and North Down | Single wind turbine | Proposed installation of a 150kw wind turbine on a tubular tower of up to 30m (to hub height) with blades up to 42m (to tip height) | Lands 292m south OF 55 New road Kilbright Newtownards Co Down BT22 2HB | 359745 | 371593 | Withdrawn | 2017/18 | 2017-08-25 |  |  | Withdrawn
J/2015/0065/F | 2015-03-18 | Derry and Strabane | Single wind turbine | Erection of a single wind turbine - 30M hub height and 16.5M blades, associated access and 2 No electricity cabinets | Approx 600M NNE of 24 Crumlin Road Dunamanagh Strabane County Tyrone BT82 0PU | 249591 | 404535 | Refused | 2016/17 | 2016-08-19 |  |  | Refused
A/2015/0166/F | 2015-03-20 | Derry and Strabane | Single wind turbine | Erection of single wind turbine with a 40M hub height and 27M blade length | Approximately 310M SSW of 35 Terrydreen Road Claudy BT47 4TH | 260823 | 404506 | Refused | 2016/17 | 2016-08-26 |  |  | Refused
N/2015/0191/F | 2015-03-20 | Armagh, Banbridge and Craigavon | Single wind turbine | Removal of existing mast and equipment and replacement with a 17.5 metre monople, complete with 3no. antennae (internal) and 3no. cabinets | Existing base station at junction of Kilmore Road and Antrim Road Lurgan BT67 9BW | 308746 | 359401 | Approved | 2015/16 | 2015-07-06 |  |  | Approved
I/2015/0106/F | 2015-03-23 | Mid Ulster | Single wind turbine | Proposed erection of 225kw wind turbine with tower height of 31m | 310m S.W of 36 Corvanaghan Road Cookstown | 270748 | 381190 | Withdrawn | 2016/17 | 2016-11-09 |  |  | Withdrawn
L/2015/0165/F | 2015-03-23 | Fermanagh and Omagh | Single wind turbine | Proposed installation of a wind turbine on a tubular tower of up to 40m height with blades up to 59.5m (to tip height) (rotor diameter 39.0m) | Lands 340m south west of 3 College Road East Doon Derrylin Co Fermanagh BT92 9DE | 225163 | 326041 | Approved | 2015/16 | 2015-07-24 |  |  | Approved
L/2015/0167/F | 2015-03-23 | Fermanagh and Omagh | Single wind turbine | Proposed installation of a wind turbine on a tubular tower of up to 40m (to hub height) with blades up to 55.5m (to tip height) (31.0m rotor diameter) | Lands 268m west of 52 Caldrum Road Tonnagh Derrygonnelly BT93 6LQ | 211428 | 353512 | Approved | 2015/16 | 2015-12-18 |  |  | Approved
L/2015/0169/F | 2015-03-23 | Fermanagh and Omagh | Single wind turbine | Proposed amendment to previous approval L/2014/0077/F to change turbine from 250kw MICON M750 wind turbine on 30m tower and 31m rotor diameter to 250kw MICON M750 wind turbine on 40m tower and 31m rotor diameter in substitution of previous approvals L/2014/0077/F and L/2012/0668/F | Approx. 280m North East of 50 Cloy Road Drumsawna More Ederney | 225403 | 365013 | Approved | 2015/16 | 2015-07-07 |  |  | Approved
O/2015/0131/F | 2015-03-23 | Armagh, Banbridge and Craigavon | Single wind turbine | Erection of 1 no 20 kw-250 kw wind turbine, hub height 30 metres, rotor diameter 26 metres and associated substation switchroom (additional information received) | 350 metres north of 62 Carnavanaghan Road Armagh BT60 2BS | 291277 | 339766 | Withdrawn | 2016/17 | 2017-03-16 |  |  | Withdrawn
S/2015/0236/F | 2015-03-23 | Lisburn and Castlereagh | Single wind turbine | Proposed installation of a wind turbine on a tubular tower of up to 24m with blades up to 36m (to tip height) (Further information received) | lands 314m north west of 1 Rock Road Bovolcan Lisburn Co. Antrim BT28 3TF. | 322876 | 370612 | Approved | 2015/16 | 2015-12-02 |  |  | Approved
LA07/2015/0006/F | 2015-03-24 | Newry, Mourne and Down | Single wind turbine | Erection of single wind turbine, associated access and 2no. electricity cabinets | approx. 303m east north east of 88 Ballyculter Road Downpatrick BT30 7BB | 356453 | 347284 | Withdrawn | 2017/18 | 2017-04-12 |  |  | Withdrawn
G/2015/0094/F | 2015-03-25 | Mid and East Antrim | Single wind turbine | Erection of 1No. Wind Turbine with 30m hub height and 33m blade diameter | Approx. 370m NW of 32 Tuftarney Road Ballymena | 315680 | 417999 | Refused | 2016/17 | 2016-08-19 |  |  | Refused
L/2015/0175/F | 2015-03-25 | Fermanagh and Omagh | Single wind turbine | Erection of turbine, amendment to previous approval L/2013/0449/F to increase overall tip height to 69.5m (39m Rotor Diameter) | Lands 335m west of 240 Boho Road Dooletter Townland Enniskillen BT74 5BP | 210143 | 342748 | Approved | 2015/16 | 2015-07-15 |  |  | Approved
L/2015/0173/F | 2015-03-26 | Fermanagh and Omagh | Single wind turbine | Amendments to wind turbine approved under L/2011/1000/F increased from 225kW to 250 kW, hub height from 32m to 53m, rotor diameter from 27m to 39m, and overall height from 45.7m to 72.5m | Lands approximately 170m south west of 104 Doon Road Aghindiagh Kinawley. | 223764 | 327372 | Withdrawn | 2015/16 | 2015-10-22 |  |  | Withdrawn
LA03/2015/0008/F | 2015-03-26 | Antrim and Newtownabbey | Single wind turbine | A single 250kw wind turbine with a base height of 40m and a blade of 22m | Approx. 677m South East of 64 Green Road Ballyclare Co. Antrim BT39 9PH | 330176 | 390301 | Withdrawn | 2016/17 | 2016-06-14 |  |  | Withdrawn
LA08/2015/0027/F | 2015-03-26 | Armagh, Banbridge and Craigavon | Single wind turbine | Proposed 250KW wind turbine with a tower height of 45 metres (amendments to turbine approved under ref O/2011/0103/F) | 450 metres south east of 26 Corkley Road Tassagh | 288658 | 332033 | Withdrawn | 2015/16 | 2016-02-08 |  |  | Withdrawn
C/2015/0138/F | 2015-03-27 | Causeway Coast and Glens | Single wind turbine | A single 250kw wind turbine with a base height of 30m and a blade length of 17m (Amended turbine type) | Approx 775m South West of 64 Quilly Road Coleraine | 281187 | 432484 | Approved | 2016/17 | 2016-04-21 |  |  | Approved
C/2015/0139/F | 2015-03-27 | Causeway Coast and Glens | Single wind turbine | A Single 250kw Wind Turbine with a Tower Height of 30m and a Blade length of 16.5m. | Approx. 447m South East of 107 Quilly Road Coleraine BT51 4UB. | 279893 | 432961 | Approved | 2015/16 | 2016-02-12 |  |  | Approved
C/2015/0142/F | 2015-03-27 | Causeway Coast and Glens | Single wind turbine | A single 250kw wind turbine with a tower height of 40m and a blade length of 19.5m. | Approx.397m North East of 14 Oldtown Road Ballymoney Co. Antrim BT53 6PH. | 292086 | 435830 | Approved | 2015/16 | 2016-02-11 |  |  | Approved
LA09/2015/0006/F | 2015-03-27 | Mid Ulster | Single wind turbine | 150Kw wind turbine (40m to hub) electrical cabin and associated site works | Lands approx. 260m North west of 49 Thornhill Road Dungannon | 276329 | 368785 | Withdrawn | 2015/16 | 2015-11-26 |  |  | Withdrawn
X/2015/0178/F | 2015-03-27 | Ards and North Down | Single wind turbine | Replacement of proposed telecommunications mast with a single wind turbine with a hub height of 24m and a blade diameter of 19.2m | 200m north-west of 45 Cloughey Road Portavogie | 365184 | 358576 | Refused | 2016/17 | 2016-06-03 |  |  | Refused
LA01/2015/0024/F | 2015-03-30 | Causeway Coast and Glens | Single wind turbine | A single 250kw wind turbine with a base height of 40m and a blade of length of 22m. | Approx 391m South West of 72 Ringrash Road Coleraine BT51 4LJ | 281345 | 429343 | Approved | 2015/16 | 2015-09-11 |  |  | Approved
LA02/2015/0017/F | 2015-03-30 | Mid and East Antrim | Solar farm | Proposed ground mounted solar PV farm with associated infrastructure to include panels, inverters, transformers, communications, security cameras and fencing for the life of the solar farm | Lands east and south of no. 51 Red Brae Road Carrickfergus | 341287 | 391251 | Approved | 2015/16 | 2015-10-13 |  |  | Approved
LA02/2015/0018/F | 2015-03-30 | Mid and East Antrim | Single wind turbine | Proposed 250kw wind turbine with a rotar diameter of 39m and hub height of 40m, to replace previously approved wind turbine (planning ref: G/2011/0127/F) | 312m north of 160 Dunminning Road Glarryford Ballymena | 305075 | 412065 | Approved | 2015/16 | 2015-09-16 |  |  | Approved
LA03/2015/0021/F | 2015-03-30 | Antrim and Newtownabbey | Solar farm | Installation and operation of a solar farm and associated infrastructure, including photovoltaic panels, mounting frames, inverters, transformers, substations, communications building, access tracks, pole mounted CCTV and fencing | Land north of 20 Knockcairn Road Crumlin BT29 4JL | 318369 | 375159 | Refused | 2016/17 | 2016-05-24 |  |  | Refused
LA03/2015/0025/F | 2015-03-30 | Antrim and Newtownabbey | Solar farm | Proposed ground mounted solar PV farm with associated infrastructure to include panels, inverters, transformers, communications, security cameras and fencing for the life of the solar farm | Lands 70 metres north west of Nos 551 and 553 and north of Nos 555a and 555b Doagh Road Newtownabbey BT37 | 332826 | 385571 | Refused | 2015/16 | 2015-10-22 |  |  | Refused
LA08/2015/0060/F | 2015-03-30 | Armagh, Banbridge and Craigavon | Single wind turbine | Installation of a wind turbine on a tubular tower of up to 40 metres (to hub height) with blades up to 55 metres (to tip height) | 270 metres south west of 22 Castleblayney Road Crossdened Keady BT60 3QP | 283581 | 332793 | Refused | 2016/17 | 2016-06-16 |  |  | Refused
LA08/2015/0069/F | 2015-03-30 | Armagh, Banbridge and Craigavon | Single wind turbine | Proposed wind turbine with hub height 30m and rotar diameter 24m (total height 42m), associated access and 2 no electricity cabinets | 300 metres north east of 194 Gilford Road Gilford | 308523 | 355740 | Withdrawn | 2016/17 | 2016-09-15 |  |  | Withdrawn
LA09/2015/0033/F | 2015-03-30 | Mid Ulster | Single wind turbine | Erection of single wind turbine, associated access and 2 no. electricity cabinets | Approx. 383m West North West of 20 Terryglassog Road Dungannon BT70 1LX | 277212 | 354900 | Approved | 2015/16 | 2016-02-16 |  |  | Approved
LA09/2015/0040/F | 2015-03-31 | Mid Ulster | Single wind turbine | Proposed 250kw wind turbine with mast height 30m and 26m rotor diameter to produce electricity for export to the grid | Approx. 270m North East of number 115 Tullyvar Road Aughnacloy | 265356 | 354873 | Withdrawn | 2015/16 | 2016-03-16 |  |  | Withdrawn
LA01/2015/0018/F | 2015-04-01 | Causeway Coast and Glens | Single wind turbine | Erection of wind turbine with 30m hub height and 33.1m blade diameter, associated lane and 2 no. electricity cabinets | 536m NE of 31 Ballylagan Road Coleraine | 287655 | 437115 | Refused | 2016/17 | 2016-08-01 |  |  | Refused
LA03/2015/0039/F | 2015-04-01 | Antrim and Newtownabbey | Single wind turbine | Proposed Installation of a wind turbine on a tubular tower of up to 40m height with blades up to 55.5m (to tip height) (Additional Information) | Lands 378m North West of 39 The Plains Burnside Co. Antrim | 324457 | 392954 | Withdrawn | 2015/16 | 2015-12-03 |  |  | Withdrawn
LA03/2015/0041/F | 2015-04-01 | Antrim and Newtownabbey | Single wind turbine | Proposed Installation of a wind turbine on a tubular tower of 40m height with blades up to 55.5m (to tip height) | Lands 534m North West of 39 The Plains Burnside Co. Antrim BT39 0SP | 324325 | 393087 | Refused | 2016/17 | 2016-12-16 |  |  | Refused
LA10/2015/0039/F | 2015-04-01 | Fermanagh and Omagh | Single wind turbine | Amendments to planning permission L/2012/0728/F, increase in the hub height from 30m to 53m, the rotor diameter from 30m to 39m and the overall height from 45m to 72.5m | Lands 305m North East of No. 95 Doon Road Doon Kinawley | 224784 | 326979 | Withdrawn | 2015/16 | 2015-12-07 |  |  | Withdrawn
LA07/2015/0014/F | 2015-04-02 | Newry, Mourne and Down | Single wind turbine | Installation of a wind turbine on a tubular tower of up to 40m (to hub height) with blades up to 55.5m (to tip height) | Lands 289m South West of 23 Clontafleece Road Ballyrussell Warrenpoint | 315024 | 321378 | Approved | 2016/17 | 2016-08-23 |  |  | Approved
LA06/2015/0042/F | 2015-04-03 | Ards and North Down | Single wind turbine | Installation of a wind turbine on a tubular tower of up to 40m (to hub height) with blades up to 55.5m - maximum 250kw output | Lands 508m North West of 34 Inishargy Road Kircubbin Co. Down BT22 2RG | 361060 | 365960 | Refused | 2020/21 | 2020-10-15 |  |  | Refused
LA02/2015/0036/F | 2015-04-08 | Mid and East Antrim | Single wind turbine | Erection of single wind turbine - 30m hub height with 33.1m rotor diameter, associated access and 2No. electricity cabinets. | Lands 545m South East of 38 Carnlea Road North Ballyclare | 325128 | 396864 | Withdrawn | 2017/18 | 2017-04-13 |  |  | Withdrawn
LA06/2015/0012/F | 2015-04-08 | Ards and North Down | Single wind turbine | Installation of a wind turbine on a tubular tower of up to 40m (to hub height) with blades up to 55.5m - maximum 250kw output. | lands 616m North West of 34 Inishargy Road Kircubbin Co.Down BT22 2RG | 360947 | 365931 | Refused | 2020/21 | 2020-10-15 |  |  | Refused
LA10/2015/0017/F | 2015-04-08 | Fermanagh and Omagh | Single wind turbine | Erection of single wind turbine - 50m hub height with 27m blades, associated access and 2 no. electricity cabinets | Lands 80m north east of 71 Moylagh Road Beragh | 252603 | 365544 | Refused | 2016/17 | 2016-04-26 |  |  | Refused
LA09/2015/0065/F | 2015-04-09 | Mid Ulster | Single wind turbine | Amendment to existing approval I/2013/0151/F .Proposed installation of a wind turbine on a tubular tower of up to 40m height with blades up to 59.5m (to tip height) | Lands 267m South east of 321 Mountjoy Road Killoon Stewartstown BT71 5LJ | 287266 | 373118 | Approved | 2015/16 | 2015-09-17 |  |  | Approved
LA09/2015/0067/F | 2015-04-09 | Mid Ulster | Single wind turbine | Erection of single wind turbine 40m hub height with 33.1m rotor diameter, associated access and 2No.electricity cabinets | Lands 200m East of 129 Screeby Road Fivemiletown | 247822 | 350266 | Refused | 2016/17 | 2016-04-13 |  |  | Refused
LA07/2015/0134/F | 2015-04-10 | Newry, Mourne and Down | Single wind turbine | Erection of a single wind turbine with a 30m hub height and 16.55m blade length, associated laneway and 2 no. electricity cabinets | Approx 396m ENE of 59 Cloghanramer Road Newry | 308661 | 330197 | Approved | 2016/17 | 2016-06-22 |  |  | Approved
LA06/2015/0024/F | 2015-04-13 | Ards and North Down | Single wind turbine | Erection of single wind turbine - 40m hub height with 27m blades, associated access and 2 no. electricity cabinets | Lands 370m North of 26 Upper Gransha Road Bangor | 353319 | 378158 | Approved | 2015/16 | 2016-02-12 |  |  | Approved
LA06/2015/0009/F | 2015-04-14 | Ards and North Down | Single wind turbine | Erection of a 225kw single wind turbine with a 30m hub and 16.55m blades, associated access and 2 no. electricity cabinets (amended description to include kw output) | Approx. 193m SSW Of 41 Ballycreely Road Comber Newtownards Co Down BT23 5PX | 343499 | 366503 | Withdrawn | 2017/18 | 2017-04-11 |  |  | Withdrawn
LA06/2015/0011/F | 2015-04-15 | Ards and North Down | Single wind turbine | A single 250kw wind turbine with a base height of 40m and a blade length of 19.5m | Approx. 397m SW of 43 Ballymoney Road Craigavad Hollywood Co.Down BT18 0JJ | 344103 | 379454 | Approved | 2016/17 | 2016-05-19 |  |  | Approved
LA06/2015/0061/F | 2015-04-15 | Ards and North Down | Single wind turbine | Relocation of wind turbine previously approved under planning ref: W/2011/0549/F. Proposed new turbine to have 50m hub height and 54m rotor diameter. (amended description). | 325m South East of 69 Green Road Bangor Co.Down. BT19 7QA | 351998 | 377920 | Refused | 2015/16 | 2016-02-25 |  |  | Refused
LA07/2015/0120/F | 2015-04-15 | Newry, Mourne and Down | Single wind turbine | Amendment to siting of planning approval R/2013/0017. Proposed wind turbine on a 40m tower (To hub height) with blades up to 52m (To tip height). Change in tip height from 27m to 52 m | Lands 349m north east of 38A Drumkeeragh Road Ballynahinch Co Down BT24 8QU | 334660 | 347330 | Approved | 2015/16 | 2016-03-16 |  |  | Approved
LA10/2015/0048/F | 2015-04-15 | Fermanagh and Omagh | Single wind turbine | A single 250kw wind turbine with a turbine tower of 30m and a blade length of 16.5m (additional information submitted) | Approximately 619m SW of 28 Aghascrebagh Road Omagh BT79 8HJ | 260968 | 383778 | Refused | 2016/17 | 2016-06-28 |  |  | Refused
LA07/2015/0156/F | 2015-04-16 | Newry, Mourne and Down | Single wind turbine | A single 250kw wind turbine with a base height of 30m and a blade length of 17m. | Approx 372m North East of 49 Upper Knockbarragh Road Rostrevor. | 316802 | 322026 | Withdrawn | 2015/16 | 2015-08-12 |  |  | Withdrawn
LA01/2015/0059/F | 2015-04-20 | Causeway Coast and Glens | Single wind turbine | A single 250kw wind turbine with a tower height of 30m and a blade length of 16.5m. | Approx. 488m south of 65 Ballywoolen Road Coleraine BT51 4XQ. | 279634 | 434467 | Withdrawn | 2015/16 | 2015-12-22 |  |  | Withdrawn
LA05/2015/0060/F | 2015-04-20 | Lisburn and Castlereagh | Single wind turbine | Erection of single wind turbine- 30m hub height with 29.1m diameter blades, associated access and 2 no. electricity cabinets (additional information received ie shadow flicker assessment and visual assessment) | Lands 240m North West of 40 Ballynahinch Road Dromara. | 329368 | 350756 | Approved | 2015/16 | 2016-03-24 |  |  | Approved
LA07/2015/0170/F | 2015-04-20 | Newry, Mourne and Down | Single wind turbine | Erection of a single wind turbine, with 40m hub height, 27m blade length, associated laneway and 2 no electricity cabinets | Approximately 370m WNW 55 Glasswater Road Crossgar BT30 9JA | 344506 | 354198 | Refused | 2016/17 | 2016-06-14 |  |  | Refused
LA08/2015/0135/F | 2015-04-20 | Armagh, Banbridge and Craigavon | Single wind turbine | Erection of single wind turbine 225KW (hub height 30.4 metres and Blade Diameter 29.1 metres) (amended/additional drawings and additional information received). | Lands 280 metres south east of 14 Moodage Road Tandragee | 303179 | 344663 | Approved | 2016/17 | 2016-05-19 |  |  | Approved
LA09/2015/0101/F | 2015-04-20 | Mid Ulster | Single wind turbine | A single 250Kw wind turbine with a tower height of 53m and a blade diameter of 19.5m | Approx 432m North West of 11 Annaghmore Lane Cookstown BT80 0JG | 294635 | 378494 | Withdrawn | 2016/17 | 2016-09-19 |  |  | Withdrawn
LA08/2015/0144/F | 2015-04-21 | Armagh, Banbridge and Craigavon | Single wind turbine | Erection of a wind turbine with a hub height of 53 metres and blade length of 22 metres | 318 metres north east of 168 Ballygassoon Road Drumart Loughgall BT61 8JT | 289382 | 351814 | Approved | 2016/17 | 2016-04-15 |  |  | Approved
LA10/2015/0079/F | 2015-04-21 | Fermanagh and Omagh | Single wind turbine | Proposed installation of a wind turbine on a tubular tower of up to 30m height with blades up to 46.5m (to tip height) (amended proposal, noise assessment and shadow flicker assessment) | Lands 280m South of 34 Mullaghgarrow Road Mullaghgarrow Kinawley BT92 4AP | 223637 | 331439 | Approved | 2016/17 | 2016-08-01 |  |  | Approved
LA02/2015/0072/F | 2015-04-22 | Mid and East Antrim | Single wind turbine | Proposed endurance E3120 wind turbine - hub height 36.4m, 9.6m rotor radius, 46.0m overall height | Approximate 134m WNW of 21a Craignageeragh Road Cullybackey | 302716 | 403561 | Withdrawn | 2015/16 | 2016-02-02 |  |  | Withdrawn
LA07/2015/0180/F | 2015-04-23 | Newry, Mourne and Down | Single wind turbine | A wind turbine up to a maximum tip height of 87m, comprising a configuration of 65m tower (to hub) and up to 44m rotor diameter, association access, transformer and electric cabling | 449m southwest of 11 Struell Wells Road Struell Downpatrick BT30 6RL | 351251 | 343841 | Refused | 2016/17 | 2017-02-10 |  |  | Refused
LA08/2015/0146/F | 2015-04-23 | Armagh, Banbridge and Craigavon | Single wind turbine | Erection of 225Kw wind turbine with a 27 metre diameter blade and 40 metre tower (Amended description and Noise Assessment submitted) | 339 metres west of 74 Ballygassey Road Loughgall BT61 8HS | 289351 | 350961 | Withdrawn | 2016/17 | 2016-12-14 |  |  | Withdrawn
LA10/2015/0068/F | 2015-04-23 | Fermanagh and Omagh | Single wind turbine | A single 250kw wind turbine with a turbine tower of 40m with a blade length of 27m | 298m South West of 80 Gillgooley Road Aughaleague Omagh Co Tyrone BT78 5PX | 239693 | 373519 | Approved | 2015/16 | 2015-11-06 |  |  | Approved
LA10/2015/0081/F | 2015-04-23 | Fermanagh and Omagh | Single wind turbine | proposal to erect a wind turbine with a hub height of 53m and blade length of 16.5m | Approx 284m North West of 52 Tully Road Cules Short Irvinestown | 221414 | 355040 | Withdrawn | 2016/17 | 2016-08-30 |  |  | Withdrawn
LA08/2015/0154/F | 2015-04-24 | Armagh, Banbridge and Craigavon | Single wind turbine | Change of wind turbine previously approved under ref:O/2012/0189/F to wind turbine with 50 metre hub height and 54 metre diameter. Turbine to remain in same location and with output not exceeding 250kw | 528 metre north west of 30 Corrinare Road Loughgilly BT60 2DW | 301556 | 337235 | Approved | 2015/16 | 2016-02-19 |  |  | Approved
LA09/2015/0127/F | 2015-04-24 | Mid Ulster | Single wind turbine | Change of wind turbine previously approved under M/2013/0567/F to wind turbine with 40m hub height and 54m rotor diameter. Turbine to remain in same location and with output not exceeding 250kW | 307m North West of 55 Mullyneill Road Caledon BT68 4XX | 274590 | 351153 | Approved | 2016/17 | 2016-05-09 |  |  | Approved
LA01/2015/0098/F | 2015-04-27 | Causeway Coast and Glens | Single wind turbine | Installation and operation of 1 No. EWT 40m hub height 54m rotor diameter 250kw wind turbine and associated infrastructure inc. turbine foundations, crane pad, transformer kiosks and cable trenching. | Land at Macosquin Quarry 365m north west of 41 Cashel Road Macosquin Coleraine Co Londonderry BT51 4PP | 281854 | 427540 | Approved | 2015/16 | 2016-02-03 |  |  | Approved
LA10/2015/0088/F | 2015-04-27 | Fermanagh and Omagh | Single wind turbine | Amendment to planning approval L/2013/0026/f. Change in turbine height from 35m to 40m and rotor diameter from 37m to 39m, including part new access. | lands at 290m South east of 65 Shankill Road Cullen and Magherahar Enniskillen | 216443 | 351015 | Approved | 2015/16 | 2015-10-13 |  |  | Approved
LA11/2015/0066/F | 2015-04-27 | Derry and Strabane | Single wind turbine | Erection of single wind turbine - 30M hub height with 17.5M blades, associated access and 2 No. electricity cabinets | Lands 250M North West of 9 Elagh Road Londonderry | 241128 | 421618 | Withdrawn | 2015/16 | 2015-09-15 |  |  | Withdrawn
LA09/2015/0151/F | 2015-04-28 | Mid Ulster | Single wind turbine | Proposed erection of a Micron M 700 wind turbine with a 40m hub height and a 30m rotor diameter with a maximum output of 225Kw and access laneway | 300M South West Of 23 Aghagaskin Road Magherafelt | 289973 | 392371 | Withdrawn | 2023/24 | 2023-05-05 |  |  | Withdrawn
LA01/2015/0101/F | 2015-04-29 | Causeway Coast and Glens | Single wind turbine | 250kw wind turbine with a 29m diameter blade and 40m tower. | 252m North of 46B Newmills Road Coleraine BT52 2JB | 287577 | 432125 | Withdrawn | 2016/17 | 2017-01-31 |  |  | Withdrawn
LA01/2015/0112/F | 2015-05-01 | Causeway Coast and Glens | Single wind turbine | A Single 250kw Wind Turbine with a Tower Height of 30m and a Blade Length of 17m. | Approx. 342m NE of 12 Craigtown Lane Portstewart BT55 7PS. | 283943 | 438737 | Withdrawn | 2016/17 | 2016-07-20 |  |  | Withdrawn
LA01/2015/0113/F | 2015-05-01 | Causeway Coast and Glens | Single wind turbine | Erection of a Single Wind Turbine with 40m hub height, 27m blade length, associated with 2no electricity cabinets | Approx 550m SW of 235 Drumcroone Road Killure Coleraine | 283844 | 427147 | Approved | 2016/17 | 2016-12-12 |  |  | Approved
LA07/2015/0277/F | 2015-05-01 | Newry, Mourne and Down | Single wind turbine | A single 250kw wind turbine with a lower height of 53m and a blade length of 22m. | Approx 522 SE of 24 Castlewellan Road Dromara Co. Down BT25 2JJ | 329627 | 348547 | Withdrawn | 2016/17 | 2016-12-08 |  |  | Withdrawn
LA10/2015/0097/F | 2015-05-01 | Fermanagh and Omagh | Single wind turbine | Erection of single wind turbine - 30m hub height with 17.5m length blades, associated access and 2 no. electricity cabinets | Lands 365m south west of 49 Aghnagar Road Beragh | 256650 | 364907 | Refused | 2016/17 | 2016-05-05 |  |  | Refused
LA11/2015/0079/F | 2015-05-01 | Derry and Strabane | Single wind turbine | Erection of single wind turbine with a 40.2 m hub height, 16.55m blade length, associated laneway and 2 no electricity cabinets. | Approx. 190m South-East of 83 Craigbrack Road Eglinton | 254816 | 416512 | Refused | 2016/17 | 2017-03-28 |  |  | Refused
LA05/2015/0112/F | 2015-05-05 | Lisburn and Castlereagh | Single wind turbine | A single 250kw wind turbine with a tower height of 53m and a blade length of 22m (Amended Site Location Plan) | Approx 575m north east of 65 Dromore Road Dromara Co Down BT25 2NH | 327122 | 351519 | Withdrawn | 2017/18 | 2017-04-20 |  |  | Withdrawn
LA09/2015/0170/F | 2015-05-05 | Mid Ulster | Single wind turbine | Erection of Single Wind Turbine - 40m hub height with 27m blades, associated access and 2 no electricity cabinets | Lands 285m NW of 24c Dirnan Road Cookstown | 279276 | 385999 | Approved | 2015/16 | 2015-09-01 |  |  | Approved
LA10/2015/0123/F | 2015-05-05 | Fermanagh and Omagh | Single wind turbine | Proposed installation of a wind turbine on a tubular tower of up to 50m height with blades up to 69.5m (to tip height) 39m Rotor Diameter (amended proposal) | Lands 538m West of 3 College Road East Doon Derrylin BT92 9DE | 224928 | 326161 | Approved | 2018/19 | 2018-04-24 |  |  | Approved
LA01/2015/0130/F | 2015-05-06 | Causeway Coast and Glens | Single wind turbine | Erection of a single wind turbine with a 40m hub height, 27m blade length, associated laneway and 2 No. electricity cabinets. | Approx. 640m NE of 12 Gateside Road Coleraine BT52 2PB. | 286676 | 434963 | Refused | 2015/16 | 2016-03-25 |  |  | Refused
LA03/2015/0092/F | 2015-05-06 | Antrim and Newtownabbey | Single wind turbine | Proposed installation of a wind turbine on a tubular tower of up to 40m (to hub height) with blades up to 55.5m (to tip height) | Lands 259m North West of 10 Douglasland Road Douglasland Doagh BT39 0SG | 324563 | 391944 | Refused | 2016/17 | 2017-02-23 |  |  | Refused
LA09/2015/0460/F | 2015-05-06 | Mid Ulster | Wind farm | A proposal for a wind farm comprising of nine turbines (each with an overall maximum height of up to 126.5m above ground level) and associated infrastructure including upgraded site entrances, new and upgraded onsite access tracks, an onsite substation and control building, underground cables, overhead grid line, two temporary monitoring masts, temporary construction compounds, enabling works compounds, permanent crane hardstandings and road widening and improvement works on sections of the transport route (road improvement works). Two turbines are located with the Fermanagh Omagh Council area and seven are located within the Mid Ulster Council Area Planning Permission is requested with the condition that the proposed wind farm development to which it would relate must be begun within a 10 year period from the date of planning consent | Murley Wind Farm in Townlands of Glengesh Lower Forest Moysnaght Killygordon Tattanafinnell Edergole and ColeGlen Forest near Fivemiletown Co Tyrone | 242536 | 352547 | Approved | 2018/19 | 2018-05-08 |  |  | Approved
LA03/2015/0104/F | 2015-05-07 | Antrim and Newtownabbey | Single wind turbine | Proposed single 250Kw Wind Turbine with 40m tower height | 290m North West of 66 Belfast Road Nutt's Corner | 322305 | 378711 | Withdrawn | 2016/17 | 2016-06-10 |  |  | Withdrawn
LA07/2015/0248/F | 2015-05-07 | Newry, Mourne and Down | Single wind turbine | Erect 225kw wind turbine with a 40m high monopole and a 3 blade 13.5m radius rotor. Erect equipment room to serve turbine. Form hardcore access track. | 261m North West of 36A Council Road Kilkeel | 332559 | 316358 | Approved | 2018/19 | 2018-04-20 |  |  | Approved
LA01/2015/0138/F | 2015-05-08 | Causeway Coast and Glens | Single wind turbine | Erection of a Single Wind Turbine with a 30m Hub Height, 16.55 Blade Length, associated laneway and 2 no. Electricity Cabinets. | Approx. 482m ESE of 140 Lislaban Road Cloughmills Ballymena Co. Antrim BT44 9HZ. | 307755 | 421236 | Refused | 2016/17 | 2016-08-15 |  |  | Refused
LA01/2015/0155/F | 2015-05-08 | Causeway Coast and Glens | Single wind turbine | Erection of a single wind turbine with a 40m hub height, 27m blade length, associated laneway and 2 no electricity cabinets | Approx 306m SE of 71 Ballyversal Road Coleraine Co Londonderry BT52 2NE | 289515 | 435480 | Refused | 2016/17 | 2016-07-29 |  |  | Refused
LA02/2015/0104/F | 2015-05-08 | Mid and East Antrim | Single wind turbine | A single 250kW Wind Turbine with a tower height of 40m and a blade length of 19.5m | Approx. 295m North East of 51A Red Brae Road Carrickfergus | 341177 | 391457 | Approved | 2016/17 | 2017-03-29 |  |  | Approved
LA07/2015/0241/F | 2015-05-08 | Newry, Mourne and Down | Single wind turbine | Proposed erection of wind turbine with a 40m hub height and a 54m rotor diameter with a max output not exceeding 250kw | 258m south west of 10 Craigmore Road Newry Co Down BT35 6PL | 306883 | 328311 | Withdrawn | 2015/16 | 2015-09-11 |  |  | Withdrawn
LA08/2015/0222/F | 2015-05-08 | Armagh, Banbridge and Craigavon | Single wind turbine | Erection of single wind turbine with a hub height of 40 metres and a blade length of 22 metres | 532 metres south east of 71 Creenagh Road Loughgall BT61 8PY | 292867 | 350318 | Approved | 2016/17 | 2016-08-17 |  |  | Approved
LA01/2015/0149/F | 2015-05-11 | Causeway Coast and Glens | Single wind turbine | Erection of a single wind turbine with a 40m hub height, 27m blade length, associated laneway and 2 No. electricity cabinets. | Approx. 434m N W of 12 Gateside Road Coleraine BT52 2PB. | 286119 | 434912 | Refused | 2015/16 | 2016-03-25 |  |  | Refused
LA02/2015/0110/F | 2015-05-11 | Mid and East Antrim | Single wind turbine | Proposed installation of a wind turbine (up to 250Kw) on a tubular tower of up to 40m (to hub height) with blades up to 55.5m (to tip height). | Lands 292m North East of 36 Valley Road Crevilly-Valley Kells Co. Antrim BT42 2LX | 311100 | 398083 | Approved | 2015/16 | 2016-01-22 |  |  | Approved
LA05/2015/0131/F | 2015-05-11 | Lisburn and Castlereagh | Single wind turbine | Proposed installation of a wind turbine on a tubular tower of up to 40m (to hub height) with blades up to 55.5m (to tip height). | Lands 359m East of 10 Monlough Road West Monlough Ballygowan BT23 6ND. | 339696 | 365426 | Refused | 2017/18 | 2017-05-30 |  |  | Refused
LA05/2015/0157/F | 2015-05-14 | Lisburn and Castlereagh | Solar farm | Extension to Solar Farm approved under S/2014/0492/F. | Lands immediately north east of the junction of Ballinderry Road and Moneybroom Road Lisburn. | 322676 | 364994 | Approved | 2015/16 | 2015-10-14 |  |  | Approved
LA07/2015/0356/F | 2015-05-14 | Newry, Mourne and Down | Single wind turbine | A single 250kw wind turbine with a base height of 40m and a blade length of 22m | Approx 785m South west of 14a Carrivekeeney Road Carrinshigo Newry BT35 7LU | 305570 | 325681 | Withdrawn | 2016/17 | 2016-11-23 |  |  | Withdrawn
LA09/2015/0227/F | 2015-05-14 | Mid Ulster | Single wind turbine | Erection of single wind turbine ,associated access and 2No. electricity cabinets | 230m NE of 62 Bush Road Dungannon BT71 6QE | 281745 | 363136 | Refused | 2016/17 | 2016-11-08 |  |  | Refused
LA10/2015/0145/F | 2015-05-14 | Fermanagh and Omagh | Single wind turbine | Amendment to planning approval L/2012/0544/F. Change in turbine output from 225kw to 250kw. Change in turbine hub height from 32m to 50m and change in rotor diameter from 29m to 54m. | Lands 488m east of 76 Stranafeley Road Bunlougher Brookeborough | 241103 | 336665 | Approved | 2015/16 | 2016-02-16 |  |  | Approved
LA11/2015/0121/F | 2015-05-14 | Derry and Strabane | Single wind turbine | Erection of a single wind turbine with a 40.2 m hub height, 16.55m blade length, associated laneway and 2 no electricity cabinets | Approx. 530m NW of 137 Cumber Road Alla Claudy | 251738 | 404411 | Refused | 2016/17 | 2017-01-13 |  |  | Refused
LA05/2015/0165/F | 2015-05-18 | Lisburn and Castlereagh | Single wind turbine | Proposed installation of a wind turbine on a lattice type tower with a blade tip height of 24.8 Mts | 215 Mts West of No 70 Bawn Hill Road Ballynahinch | 332498 | 350388 | Approved | 2016/17 | 2016-06-16 |  |  | Approved
LA02/2015/0140/F | 2015-05-19 | Mid and East Antrim | Single wind turbine | Erection of Endurance 100kW Wind Turbine for Farm and Grid Use (36m Hub Height, 23.5m Diameter Blades) | 106m South of 45 Dickeystown Road Glenarm Ballymena | 332769 | 413570 | Withdrawn | 2016/17 | 2016-06-22 |  |  | Withdrawn
LA02/2015/0143/F | 2015-05-19 | Mid and East Antrim | Single wind turbine | Proposal to Erect a 250kW Single Wind Turbine with a hub height 53m and blade length of 22m. | Approx. 370m South of 14 Ballybollen Road Ahoghill Ballymena | 305412 | 397158 | Approved | 2015/16 | 2016-03-16 |  |  | Approved
LA05/2015/0167/F | 2015-05-19 | Lisburn and Castlereagh | Single wind turbine | A single 250kw wind turbine with a base height of 53m and a blade length of 22m (Amended description and additional information received). | Approx 562m West of 126 Hillsborough Road Dromore Co. Down BT25 2AE. | 327706 | 351810 | Withdrawn | 2016/17 | 2016-09-23 |  |  | Withdrawn
LA01/2015/0217/F | 2015-05-21 | Causeway Coast and Glens | Single wind turbine | Erection of single wind turbine - 40m hub height with 27m blade length, associated access and 2 no electricity cabinets | Lands 265m North East of 15 Peters Road Dungiven | 275310 | 414104 | Refused | 2016/17 | 2016-08-02 |  |  | Refused
LA09/2015/0269/F | 2015-05-21 | Mid Ulster | Single wind turbine | 250KW Wind Turbine with a 39M Dia Blade and 40M Tower | 465m NW of 36 Loup Road Moneymore BT45 7SS | 287576 | 384210 | Approved | 2015/16 | 2016-01-14 |  |  | Approved
LA09/2015/0329/F | 2015-05-22 | Mid Ulster | Single wind turbine | Erection of single wind turbine 30m hub height with 14.55m blade length, associated access and 2No. electricity cabinets | Lands 400m North of 8 Tirgan Road Moneymore | 282768 | 386752 | Withdrawn | 2017/18 | 2017-04-12 |  |  | Withdrawn
LA03/2015/0160/F | 2015-05-26 | Antrim and Newtownabbey | Single wind turbine | Erection of 150kw Wind Turbine with hub height of 24m (Reduced scale of turbine) | Approx 345m SE of Gloverstown Road and Lismacloskey Road Junction Toomebridge | 301645 | 390184 | Refused | 2016/17 | 2016-07-20 |  |  | Refused
LA07/2015/0377/F | 2015-05-26 | Newry, Mourne and Down | Single wind turbine | Single wind turbine, associated access and 2no electricity cabinets | Approx 125m SW of 6 Knockowen Road Newtownhamilton | 289287 | 327350 | Refused | 2016/17 | 2017-02-10 |  |  | Refused
LA07/2015/0378/F | 2015-05-26 | Newry, Mourne and Down | Single wind turbine | Increase rotor diameter of proposed wind turbine from 31m as approved under Planning Reference R/2013/0188/F to 39m | 500m south east of 22 Hilltown Road Fofannyreagh Hilltown BT34 5EZ | 327321 | 332644 | Approved | 2015/16 | 2016-03-04 |  |  | Approved
LA11/2015/0188/F | 2015-05-26 | Derry and Strabane | Single wind turbine | Erection of a single wind turbine - 30m hub height with 33.1m diameter blades, associated access and 2 no electricity cabinets | Lands 360m South of 57 Longland Road Dunamanagh | 246014 | 403437 | Refused | 2016/17 | 2017-03-28 |  |  | Refused
LA10/2015/0190/F | 2015-05-27 | Fermanagh and Omagh | Single wind turbine | Erection of wind turbine with 50m hub height and 54m rotor diameter | Lands 513m South West of 24 Burrow Lane Aghyoule Tonymore townland Derrylin | 225776 | 323294 | Refused | 2015/16 | 2016-02-26 |  |  | Refused
LA01/2015/0226/F | 2015-05-29 | Causeway Coast and Glens | Single wind turbine | Application to amend planning approval C/2014/0402/F for a single 250kw wind turbine to increase tower by 13m and the blade length by 2.5m. | Approx. 392m South of 57 Newbridge Road Coleraine BT52 1TR. | 287886 | 429634 | Approved | 2015/16 | 2015-12-30 |  |  | Approved
LA01/2015/0228/F | 2015-05-29 | Causeway Coast and Glens | Single wind turbine | Amendment to planning approval C/2014/0370/F. A single 250kw wind turbine to increase the blade length by 2.5m. | 552m South West of 28 Priestland Road Bushmills Co. Antrim BT57 8XB | 293672 | 439324 | Approved | 2015/16 | 2015-12-17 |  |  | Approved
LA07/2015/0372/F | 2015-05-29 | Newry, Mourne and Down | Single wind turbine | Application to amend planning approval R/2014/0089/F for a single 250kw wind turbine to increase the blade length by 5 m (amended proposal) | 222m NW of 155 Crossgar Road Saintfield Co Down BT24 7JJ | 342591 | 355283 | Approved | 2015/16 | 2015-11-11 |  |  | Approved
LA02/2015/0193/F | 2015-06-01 | Mid and East Antrim | Single wind turbine | Erection of 1No. 150kW Wind Turbine with a Hub Height of 30m | 180m SW of 90 Manse Road Ballycarry | 342174 | 394331 | Approved | 2015/16 | 2016-02-11 |  |  | Approved
LA06/2015/0276/F | 2015-06-01 | Ards and North Down | Single wind turbine | Proposed erection of 1 No. 150kw wind turbine on 24m monopole (to hub height) and 21m rotor diameter, and associated new access. | Lands 115m North-West of 31a Ballygowan Road Trooperfield Comber | 344423 | 368573 | Approved | 2016/17 | 2016-09-20 |  |  | Approved
LA10/2015/0194/F | 2015-06-01 | Fermanagh and Omagh | Single wind turbine | A single 250kw Wind Turbine with a base height of 40m and a blade length of 22m | Approx 428m South of 54 Gillygooley Road Omagh Co. Tyrone BT78 5PP | 241266 | 373458 | Approved | 2015/16 | 2015-12-07 |  |  | Approved
LA10/2015/0195/F | 2015-06-01 | Fermanagh and Omagh | Single wind turbine | Proposed installation of a wind turbine on a tubular tower of up to 40 (to hub height) with blades up to 55.5m (to tip height) | lads 454m North West of 6 Skreen Road Shanneragh Omagh Co Tyrone | 239215 | 364991 | Refused | 2015/16 | 2015-12-15 |  |  | Refused
LA10/2015/0197/F | 2015-06-01 | Fermanagh and Omagh | Single wind turbine | Proposed installation of a wind turbine on a tubular tower of up to 46m (to hub height) with blades up to 55.5m (to tip height) | Lands 201m South West of 16 Lisgarty Road Mullaghbane Dromore BT78 3ET | 238052 | 365456 | Approved | 2015/16 | 2016-03-16 |  |  | Approved
LA10/2015/0202/F | 2015-06-02 | Fermanagh and Omagh | Single wind turbine | Alterations to approved Planning Approval K/2012/0132/F to increase tower height to 40m and rotor diameter to 37m | 370m NE of 62 Devesky Road Carrickmore | 263858 | 373882 | Approved | 2015/16 | 2015-11-18 |  |  | Approved
LA11/2015/0217/F | 2015-06-02 | Derry and Strabane | Single wind turbine | Proposed single wind turbine with 40.156m hub height and 33m rotor diameter, access and ancillary site works | Lands approximately 330m south west of 14 Woodside Road Newbuildings | 242990 | 414336 | Approved | 2016/17 | 2016-04-18 |  |  | Approved
LA06/2015/0288/F | 2015-06-03 | Ards and North Down | Single wind turbine | A single 250KW wind turbine with a base height of 40m and a blade length of 22m | Approx 220m South of 60 Thornyhill Road Killinchy Co. Down BT23 6SQ | 348446 | 358683 | Approved | 2016/17 | 2016-07-14 |  |  | Approved
LA07/2015/0399/F | 2015-06-03 | Newry, Mourne and Down | Single wind turbine | Proposal to erect a single 250kw wind turbine with a base height of 40m and a blade length of 22m | Approx 812m North East of 7 Lisinaw Road Derryboye Crossgar Co Down BT30 9LT | 350105 | 356494 | Withdrawn | 2016/17 | 2016-08-01 |  |  | Withdrawn
LA07/2015/0406/F | 2015-06-03 | Newry, Mourne and Down | Single wind turbine | A single 250kw wind turbine with a base height of 40m and a blade length of 22m. | Approx 687m North East of 7 Lisinaw Road Derryboye. | 350323 | 356120 | Withdrawn | 2016/17 | 2016-12-23 |  |  | Withdrawn
LA07/2015/0417/F | 2015-06-03 | Newry, Mourne and Down | Single wind turbine | Proposed endurance E4660 Wind Turbine - Hub Height 36.6m, 11.75m Rotor Radius, 48.4m overall height to support existing farm business. | Approximately 227m NW of 39 Tullywest Road Tullywasnacunagh Saintfield | 337092 | 357048 | Withdrawn | 2015/16 | 2015-09-03 |  |  | Withdrawn
LA01/2015/0255/F | 2015-06-06 | Causeway Coast and Glens | Single wind turbine | Erection of a Single Wind Turbine with a 40.2 Hub Height, 14.55m Blade length, associated laneway and 2 no. Electricity Cabinets. | Approx. 260m North-West of 37 Belraugh Road Garvagh. | 279303 | 419773 | Refused | 2016/17 | 2017-02-02 |  |  | Refused
LA09/2015/0371/F | 2015-06-08 | Mid Ulster | Single wind turbine | 150 kW wind turbine and ancillary development, hub height 30m, blade length 11.5m. | Lands approx. 200 m south of 25 Killyfaddy Road Magherafelt. | 289964 | 388085 | Withdrawn | 2017/18 | 2018-02-23 |  |  | Withdrawn
LA09/2015/0368/F | 2015-06-09 | Mid Ulster | Single wind turbine | Proposed Erection of 11 kw Wind Turbine - hub height of 18.3m, 6.5m rotor radius, 24.8m overall height, to provide power to existing poultry unit (in substitution for endurance E3120 wind turbine approved under application M/2011/0207/F | Approx 300m SE of 41 Cornamaddy Road Pomeroy | 269055 | 369235 | Approved | 2015/16 | 2015-10-15 |  |  | Approved
LA07/2015/0437/F | 2015-06-10 | Newry, Mourne and Down | Single wind turbine | A single 250kw wind turbine with a base height of 30m and a blade length of 17m | Approx.586m North West of 32 Clontafleece Road Warrenpoint | 314824 | 322681 | Withdrawn | 2016/17 | 2016-09-15 |  |  | Withdrawn
LA09/2015/0379/F | 2015-06-10 | Mid Ulster | Single wind turbine | Erection of single wind turbine- 30m hub height with 14.55m blade length, associated access and 2 electricity cabinets | Lands 330m NW of 62A Letteran Road Moneymore | 281397 | 387059 | Approved | 2016/17 | 2016-06-06 |  |  | Approved
LA03/2015/0234/F | 2015-06-12 | Strategic Planning Division | Solar farm | Construction and operation of a solar farm. Development comprises photo-voltaic panels on mounting frames; 1 No. substation; 18 No. Inverter stations; 21 No. CCTV cameras (3m high poles); 2.45m high perimeter fence; upgrading of 2 No. existing accesses onto Whappstown Road; internal service tracks; 2 No. temporary construction compounds; and additional landscaping to augment existing. | Lands extending NW and SE of Whappstown Road Moorefields Castlegore Ballymena. Lands to the SE of Whappstown Road surrounding No. 11 Whappstown Road and approximately 100m south of No. 19 Whappstown Road 150m west of No. 20 Speerstown Road and 290m northwest of No. 93 Tildarg Road. Lands located NW of Whappstown Road beginning approximately 120m north of No. 16 Whappstown Road 20m east of No. 7 Ross Lane and 190m southeast of No. 6 Craigstown Road. | 318510 | 396900 | Approved | 2022/23 | 2022-10-06 |  |  | Approved
LA08/2015/0406/F | 2015-06-12 | Armagh, Banbridge and Craigavon | Single wind turbine | Installation of 1 no wind turbine on a tubular tower of up to 40 metres to hub height with blades up to 67 metres to tip height | 276 metres north east of 19 Ballynanny Road Ballynanny Loughbrickland BT32 5JY | 314685 | 341938 | Approved | 2016/17 | 2016-12-19 |  |  | Approved
LA01/2015/0299/F | 2015-06-15 | Causeway Coast and Glens | Single wind turbine | Amendment to existing planning approval C/2011/0082. Change in turbine hub height from 40m to 45m and change in rotor diameter from 30m to 42m. | Lands 1km South East of 64 Cullyrammer Road Garvagh | 288712 | 415612 | Withdrawn | 2015/16 | 2015-09-09 |  |  | Withdrawn
LA11/2015/0251/F | 2015-06-15 | Derry and Strabane | Single wind turbine | Erection of single wind turbine- 30m hub height with 33.1m diameter blades, associated access and 2no electricity cabinets. | Lands 540m North east of 5 Ballylaw Road Artigarvan | 239864 | 402454 | Approved | 2016/17 | 2017-01-13 |  |  | Approved
LA01/2015/0298/F | 2015-06-16 | Causeway Coast and Glens | Single wind turbine | A Single 250kw Wind Turbine with a base height of 40m and a blade length of 22m | Approx 530m East of 6 Revallagh Road Bushmills | 292521 | 436882 | Withdrawn | 2016/17 | 2016-08-04 |  |  | Withdrawn
LA08/2015/0417/F | 2015-06-16 | Armagh, Banbridge and Craigavon | Single wind turbine | Erection of a single 250 kw wind turbine with a base height of 40 metres and a blade length of 22 metres | 226 metres south east of 10 Ballyhagan Road Loughgall BT61 8PX | 293836 | 351776 | Withdrawn | 2015/16 | 2015-08-12 |  |  | Withdrawn
LA09/2015/0401/F | 2015-06-16 | Mid Ulster | Single wind turbine | Proposed endurance E4660 wind turbine maximum 100kw hub height 36.6m , 11.75m rotor radius, 48.4 overall height to support existing farm business | Approximately 153m North East of 62 Bush Road Cornamucklagh Dungannon | 281693 | 363042 | Approved | 2017/18 | 2017-05-18 |  |  | Approved
LA10/2015/0250/F | 2015-06-16 | Fermanagh and Omagh | Wind farm | To construct an unsurfaced track providing access for construction materials and wind turbines to the consented Crockdun Wind Farm from a temporary entrance from Loughmacrory Road, located approximately 150m East of its junction with Mullanmore Road, to an improved existing entrance from Loughmacrory Road, located approximately 180m West of the entrance to Crockdun Wind Farm at 214 Loughmacrory Road, Omagh | Loughmacrory Road Loughmacrory Omagh from a temporary entrance located approximately 150m East of its junction with Mullanmore Road to a temporary entrance located approximately 180m West of the entrance to Crockdun Wind Farm at 214 Loughmacrory Road Omagh | 258983 | 376180 | Approved | 2015/16 | 2016-03-08 |  |  | Approved
LA01/2015/0313/F | 2015-06-18 | Causeway Coast and Glens | Single wind turbine | A single 250kw wind turbine with a base height of 40m and a blade length of 19.5m | Approx 813m East of 6 Revallagh Road Bushmills | 292609 | 436949 | Approved | 2016/17 | 2016-09-22 |  |  | Approved
LA05/2015/0305/F | 2015-06-18 | Lisburn and Castlereagh | Solar farm | Full application for the installation and operation of a solar farm and associated infrastructure including photovoltaic panels, mounting frames, inverters, transformers, substations, communications, building fence and pole mounted security cameras for the life of the solar farm and a temporary construction access. (Amended Proposal Description, Plans and Ownership Certificate) | Lands approximately 300m south and 200m west of no.7a Lough Road and lands adjoining and approximately 340m south of no.7 no.9 no.9a and no.9b Lough Road Upper Ballinderry Co.Antrim BT28 2PQ | 318241 | 369009 | Approved | 2016/17 | 2016-05-19 |  |  | Approved
LA09/2015/0432/F | 2015-06-18 | Mid Ulster | Single wind turbine | Erection of 1No. 85kW wind turbine with tower height of 36.6m and tip height of 48.4m associated electrical cabinet in substitution of existing turbine approved under application M/2005/1359/F. Turbine to supply power to the farm to ensure farm viability. | 250m SW of 56 Tullyaran Road Dungannon | 274352 | 369303 | Approved | 2015/16 | 2015-12-15 |  |  | Approved
LA09/2015/0435/F | 2015-06-19 | Mid Ulster | Single wind turbine | Amendment to planning approval M/2012/0466, change in rotor diameter from 30m to 34m | Lands 115m South of 66 Thornhill Road Crossdermot Pomeroy | 275585 | 368888 | Approved | 2016/17 | 2016-04-26 |  |  | Approved
LA09/2015/0436/F | 2015-06-19 | Mid Ulster | Single wind turbine | Amendment to planning approval I/2011/0360. change of rotor diameter from 27m to 34m | 320m North of Rockdale 39 Rockdale Road Sandholes Cookstown | 277675 | 373087 | Approved | 2015/16 | 2015-11-11 |  |  | Approved
LA10/2015/0257/F | 2015-06-19 | Fermanagh and Omagh | Single wind turbine | Proposed installation of a wind turbine on a tubular tower of up to 40m height with blades up to 56.7m (to tip height). (amended noise report received) | Lands 309m NW of 23 Rosemary Road Deer Park (Clarke) Omagh BT78 5LA | 241572 | 373333 | Refused | 2016/17 | 2016-10-17 |  |  | Refused
LA08/2015/0445/F | 2015-06-22 | Armagh, Banbridge and Craigavon | Single wind turbine | Erection of a single wind turbine with a 40 metre hub height and 16.5 metre blade length associated laneway and 2 no electricity cabinets | 103 metres south east of 122 Navan Fort Road Killylea BT60 4PT | 282772 | 344941 | Refused | 2016/17 | 2016-08-04 |  |  | Refused
LA03/2015/0246/F | 2015-06-23 | Antrim and Newtownabbey | Single wind turbine | Erection of 250kW single wind turbine, associated access and 2 no electricity cabinets | Approx 327m NE of 92 Parkgate Road Kells Antrim | 317369 | 394771 | Refused | 2015/16 | 2016-03-02 |  |  | Refused
LA08/2015/0454/F | 2015-06-23 | Armagh, Banbridge and Craigavon | Single wind turbine | Proposed installation of a wind turbine with a blade to tip height of 56 metres, associated sub-station, switch room and ancillary works | 505 metres west of no 56 Bann Road Scarva Banbridge | 307849 | 341704 | Approved | 2016/17 | 2016-07-18 |  |  | Approved
LA09/2015/0459/F | 2015-06-23 | Mid Ulster | Wind farm | The construction and operation of a wind farm comprising 8no. three bladed wind turbines with a maximum base to blade tip height of 126.5m. Ancillary developments include a permanent lattice anemometer mast of 80m height; turbine transformers; turbine bases, foundations and hardstands and temporary set-down areas; up-grading of 2 existing field entrances along the Ballynagilly Road, widening and strengthening of existing tracks and construction of new access tracks, junctions and turning areas; a 33kV switch room control building with communications equipment, car parking and compound area; underground electrical cables and communications lines connecting wind turbines to the switch room control building; on site drainage works; temporary material deposition area; temporary construction compound; and all ancillary and associated development and infrastructure including general and excavation works. The application also includes temporary works along the transport route to facilitate the delivery of turbine components including the upgrade of the existing junctions at Slaght Road and Ballynagilly Road, and at Feegarran and Slaght Road, and realignment of a section of the Feegarran Road all in Ballynagilly Townland, Lissan (ward), Cookstown, Co. Tyrone. (Revised Bat Report received) | The Proposed Development Is Located At The Stanley Bell And Sons Ltd Quarry At 28 Ballynagilly Road And At Lands North Of Ballynagilly Road With The Overall Wind Farm Centred At A Point 980m To The NW Of 59 Ballynagilly Road All In Ballynagilly Townland Lissan Cookstown, | 274039 | 384844 | Refused | 2018/19 | 2018-05-11 |  |  | Refused
LA03/2015/0250/F | 2015-06-24 | Antrim and Newtownabbey | Solar farm | Installation and operation of a solar farm and associated infrastructure including photovoltaic panels, mounting frames, inverters, transformers, substations, communications building, fence, pole mounted security cameras for the life of the solar farm and a temporary access for construction traffic. | Lands approximately 90m east of 75 Sealstown Road Newtownabbey BT36 0BQ | 326703 | 381932 | Approved | 2015/16 | 2015-11-17 |  |  | Approved
LA06/2015/0372/F | 2015-06-24 | Ards and North Down | Single wind turbine | Erection of 225KW single wind turbine with overall height of 46.5m (hub height of 30m and rotor diameter of 16.5m) associated access lane and 2 no. electricity cabinets | Approx 383m NE of 37 Craigboy Road Donaghadee | 357650 | 377357 | Approved | 2016/17 | 2016-05-19 |  |  | Approved
LA02/2015/0287/F | 2015-06-25 | Mid and East Antrim | Single wind turbine | Erection of Bonus 150KW Wind Turbine, Hub Height 30m and 42m Tip Height. | 300m East of 7 Skerry West Road Newtowncrommelin | 313328 | 417167 | Approved | 2015/16 | 2016-03-15 |  |  | Approved
LA03/2015/0257/F | 2015-06-26 | Antrim and Newtownabbey | Solar farm | Installation and operation of a solar farm and associated infrastructure including photovoltaic panels, mounting frames, inverters, transformers, substations, communications building, fence and pole mounted security cameras for the life of the solar farm | Lands approximately 140m west of 66 Belfast Road Nutts Corner Crumlin BT29 4TH | 322050 | 378360 | Approved | 2015/16 | 2015-12-23 |  |  | Approved
LA03/2015/0262/F | 2015-06-26 | Strategic Planning Division | Solar farm | Proposed solar farm and ancillary development | Lands approx 550m South of 99 Dublin Road Antrim BT41 4PN | 314023 | 383191 | Approved | 2016/17 | 2016-04-28 |  |  | Approved
LA10/2015/0283/F | 2015-06-26 | Fermanagh and Omagh | Wind farm | The Construction and operation of a wind farm comprising 4 no. three bladed wind turbines with a maximum base to blade tip height of 126.5 metres. Ancillary developments include turbine transformers; turbine bases, foundations, hardstands and temporary set-down areas; a permanent lattice anemometer "met" mast of 80m height with guy wires; widening and strengthening of existing tracts and construction of new access tracks, junctions and turning areas; a 33kV switch room control building with communications equipment, car parking and compound area; underground electrical cables and communications lines connecting wind turbines to the switch room control building; on site drainage works; temporary upgrade of the existing entrance off Barony Road (A505) to facilitate the delivery of turbine components; temporary construction compound and temporary material deposition area; and all ancillary and associated development and infrastructure including general amd excavation works located on lands at the RecyCo Plant 89 Barony Road and Northstone Quarry at Barony Road, Altdrumman Townland, Drumnakilly (ward), moutfield, Omagh, Co Tyrone with the overall wind farm site centered at the point 651 metres Southeast of No. 2 Greencastle Road. A 10 year planning permission is sought | RecyCo Plant at 89 Barony Road and Northstone Quarry at Barony Road Altdrumman Town land Drumnakilly Mountfield Omagh Co Tyrone with overall wind farm site centres at a point 651 metres southeast of No. 2 Greencastle Road | 255882 | 378605 | Refused | 2017/18 | 2017-05-19 |  |  | Refused
LA08/2015/0460/F | 2015-06-29 | Armagh, Banbridge and Craigavon | Single wind turbine | Erection of a single 250kw wind turbine with a base height of 40 metres and a blade length of 19.5m | Approximately 549 metres north of 11 Tirnascobe Road Mullyloughran Co Armagh | 290287 | 346092 | Withdrawn | 2016/17 | 2016-08-25 |  |  | Withdrawn
LA09/2015/0469/F | 2015-06-29 | Mid Ulster | Single wind turbine | A single 250Kw wind turbine with tower height of 40m and a blade length of 19.5m | Approx 300m East of 31 Tullaghbeg Road Dungannon | 283037 | 368415 | Withdrawn | 2016/17 | 2016-09-22 |  |  | Withdrawn
LA11/2015/0293/F | 2015-06-29 | Derry and Strabane | Single wind turbine | Erection of a single wind turbine - with a 30m hub height and 16.55 blade length, associated laneway and 2no. electric cabinets. | Approximately 321m NW of 125 Cumber Road Claudy. | 252881 | 405124 | Refused | 2016/17 | 2017-01-13 |  |  | Refused
LA01/2015/0366/F | 2015-06-30 | Causeway Coast and Glens | Single wind turbine | 250kw wind turbine with 30m hub height and 17m diameter blades | 335m West of 94 Ballyclough Road Bushmills | 291779 | 440030 | Refused | 2016/17 | 2016-10-17 |  |  | Refused
LA06/2015/0389/F | 2015-06-30 | Ards and North Down | Solar farm | Proposed solar farm and ancillary development | Lands located south-west of junction of A2 Belfast Road and B170 Ballysallagh Road Bangor (bounded by Belfast Road Ballysallagh Road and Clandeboye Avenue) | 346776 | 379620 | Withdrawn | 2016/17 | 2016-09-15 |  |  | Withdrawn
LA10/2015/0291/F | 2015-06-30 | Fermanagh and Omagh | Single wind turbine | Amendment to original planning approval L/2011/0310/f to erect 1 No. 250kw wind turbine increased from 32m to 46m hub height, 26m to 32m rotor diameter and overall height from 45m to 62m | 295m SE of 1231 Boa Island Road Bellanadohy Belleek -development in Graffy Belleek | 195815 | 358978 | Withdrawn | 2015/16 | 2015-12-17 |  |  | Withdrawn
LA10/2015/0292/F | 2015-06-30 | Strategic Planning Division | Wind farm | Erection of 33 Wind turbines (comprising 10 turbines with a maximum tip height of 136m and 23 turbines with a maximum tip height of 149m), associated transformers and switchgear at the base of each wind turbine, hardstanding areas for erection cranes at each turbine, internal access tracks and site access, operations building and wind farm substation compound and building, on site electrical cables, a parking area, two temporary construction compounds, five permanent meteorological masts and all ancillary works including borrow pits, peat storage, spoil deposition, forestry removal and minor works to the public highway between site and Magherafelt to facilitate turbine delivery. | Land Approximately 12km To The West Of Draperstown Co Derry/Londonderry 2km To The North Of Broughderg Adjacent To The B47. | 264896 | 391419 | Refused | 2020/21 | 2020-10-26 |  |  | Refused
LA02/2015/0303/F | 2015-07-02 | Mid and East Antrim | Single wind turbine | A single 250kw Wind Turbine with a tower height of 40m and a blade length of 22m | Approx. 338m NW of 29 Doctors Road Ballymena | 312828 | 402238 | Approved | 2016/17 | 2016-08-16 |  |  | Approved
LA09/2015/0488/F | 2015-07-02 | Mid Ulster | Single wind turbine | The proposed development consists of the construction and operation of a single wind turbine with a maximum base to blade tip height of 102.5metres as an extension to the consented Eshmore wind farm (M/2006/1802/F). Proposed ancillary developments include turbine transformer; turbine base, foundation and hardstanding and temporary set-down area; widening and strengthening of existing tracks and construction of new access tracks, junctions and turning areas; underground electrical cables and communications lines; on site drainage works; and all ancillary and associated development and infrastructure including general and excavation works. The proposed development is located 641 metres to North of no 28 Altaglushan Road, Altaglushan Townland, Galbally, Dungannon, Co Tyrone | 641metres North of no. 28 Altaglushan Road Altaglushan Townland Galbally Dungannon | 265602 | 365755 | Approved | 2016/17 | 2016-07-14 |  |  | Approved
LA11/2015/0319/F | 2015-07-02 | Derry and Strabane | Single wind turbine | A single wind turbine with a tower height of 40m and a blade length of 22m | Approx 326m South West of 49 Monnaboy Road Eglinton Co. Londonderry BT47 3HP | 255541 | 415894 | Withdrawn | 2015/16 | 2015-08-28 |  |  | Withdrawn
LA01/2015/0392/F | 2015-07-03 | Causeway Coast and Glens | Single wind turbine | Proposed new wind turbine, power output up to 225kw with a hub height up to 33m and a blade tip up to 46.5m (blade diameter 27m) complete with control room (Amended description - Turbine Height increased) | Approx 300m S E of 142 Hillside Road Armoy | 307380 | 433974 | Withdrawn | 2016/17 | 2016-06-16 |  |  | Withdrawn
LA10/2015/0303/F | 2015-07-06 | Fermanagh and Omagh | Single wind turbine | Amendment to existing planning approval K/2012/0626/F. Change in rotor diameter from 30m to 39m. | Lands 205m NW of 39 Corlea Road Omagh | 239471 | 372687 | Approved | 2015/16 | 2015-11-20 |  |  | Approved
LA11/2015/0321/F | 2015-07-06 | Derry and Strabane | Single wind turbine | A single 250kw wind turbine with a tower height of 40m and a blade length of 22m. | Approx 373m North east of 52 Brockagh Road Eglinton Co Londonderry | 255597 | 415291 | Withdrawn | 2015/16 | 2015-08-28 |  |  | Withdrawn
LA03/2015/0286/F | 2015-07-07 | Antrim and Newtownabbey | Single wind turbine | Proposed single wind turbine with 40m hub height and 30m rotor diameter | Lands approximately 287m South of 133 Ballyhill Road Ballyutoag Belfast | 327455 | 377702 | Approved | 2016/17 | 2016-10-17 |  |  | Approved
LA07/2015/0574/F | 2015-07-07 | Newry, Mourne and Down | Single wind turbine | Proposed single wind turbine with 30m hub height and 24m rotor diameter and access (amended P1 form) | Lands approximately 150 metres south west of 119 Ballylone Road Saintfield | 339420 | 355863 | Withdrawn | 2016/17 | 2017-01-17 |  |  | Withdrawn
LA10/2015/0307/F | 2015-07-07 | Fermanagh and Omagh | Single wind turbine | Proposed wind turbine with maximum output 250kw, tower height 40m and maximum rotor diameter of 31m to generate electricity for either farm use or export to the grid | Approx 280m SW of 84 Scallen Road Irvinestown | 226286 | 357592 | Approved | 2016/17 | 2016-07-08 |  |  | Approved
LA06/2015/0426/F | 2015-07-08 | Ards and North Down | Single wind turbine | Proposed installation of a 150kw wind turbine on a tubular tower of up to 30m height with blades up to 42m (to tip height) | lands 258m north-east of 24 Lisbane Road Lisbane Comber BT23 6AF | 349500 | 364995 | Withdrawn | 2015/16 | 2015-07-24 |  |  | Withdrawn
LA06/2015/0428/F | 2015-07-09 | Ards and North Down | Single wind turbine | Proposed wind turbine with maximum output of 250kw, Tower height 40m and maximum rotor diameter of 31m to generate electricity for either farm use or export to the grid | Approx 320m SE of 81 Ballymoney Road Newtownards | 344687 | 380549 | Withdrawn | 2015/16 | 2016-03-14 |  |  | Withdrawn
LA06/2015/0430/F | 2015-07-09 | Ards and North Down | Single wind turbine | Proposed wind turbine with maximum output of 250kw, Tower height 40m and maximum rotor diameter of 31m to generate electricity for either farm use or export to the grid | Approximately 270m SW of 21 Ballymoney Road Newtownards | 344512 | 378186 | Withdrawn | 2015/16 | 2016-03-14 |  |  | Withdrawn
LA06/2015/0432/F | 2015-07-10 | Ards and North Down | Single wind turbine | Proposed 250kw wind turbine on tubular tower with 40m hub height and 59.5m to blade tip | Lands 464m South East of 19 Inishargy Road Inishargy Kircubbin Co Down BT22 2RG | 361599 | 364524 | Withdrawn | 2016/17 | 2016-11-03 |  |  | Withdrawn
LA07/2015/0644/F | 2015-07-15 | Newry, Mourne and Down | Single wind turbine | Installation of a wind turbine on a tubular type tower with tip height of 56m with associated sub-station, switch room and ancillary works | 353m west of 54 Ballyvally Road Mayobridge | 316808 | 324933 | Withdrawn | 2016/17 | 2016-08-29 |  |  | Withdrawn
LA11/2015/0347/F | 2015-07-15 | Derry and Strabane | Single wind turbine | Erection of single wind turbine - 30m hub height with 16.5m blade length, associated access and 2 no. electricity cabinets. | Lands 465m North West of 20 Heather Road Derry | 240131 | 416377 | Refused | 2017/18 | 2017-04-25 |  |  | Refused
LA08/2015/0537/F | 2015-07-16 | Armagh, Banbridge and Craigavon | Single wind turbine | Proposed 250kw wind turbine with hub height of 40 metres and rotor diameter of 52 metres (in substitution of that approved under O/2013/0156/F) Amended noise assessment received | Proposed wind turbine303 metres north west of 21 Rathconvil Road Poyntzpass | 301542 | 338098 | Approved | 2016/17 | 2016-09-15 |  |  | Approved
LA10/2015/0347/F | 2015-07-17 | Fermanagh and Omagh | Single wind turbine | Proposed installation of a wind turbine on a tubular tower of up to 50m height with blades up to 69.5m (to tip height) 39.0m rotor diameter | Lands 806m West of 46 Tonyglaskan Road Letterbailey Tempo | 236249 | 352180 | Refused | 2016/17 | 2017-03-01 |  |  | Refused
LA07/2015/0652/F | 2015-07-22 | Newry, Mourne and Down | Single wind turbine | 250kw wind turbine with a tower height of 30m and a blade length of 17m | Approx. 494m North West of 36 Clontafleece Road Warrenpoint Co Down BT34 3QS | 315333 | 323117 | Withdrawn | 2016/17 | 2016-06-17 |  |  | Withdrawn
LA08/2015/0559/F | 2015-07-23 | Armagh, Banbridge and Craigavon | Single wind turbine | Proposed 250kw wind turbine 40 metre hub height and 27 metre rotor diameter | Wind turbine 501 metres east of 12 Lismaine Road Magheralin BT67 0RJ | 313954 | 357231 | Approved | 2016/17 | 2017-03-29 |  |  | Approved
LA10/2015/0369/F | 2015-07-24 | Fermanagh and Omagh | Wind farm | Alteration of 3 no. existing wind turbines approved in application numbers K/2010/0357/F, 2012/A0010 (PAC) and K/2013/0271/F from 225kw on 30m towers to 250kw turbines on 50m towers (from ground level to hub) | Approx 590m NE of 128 Crockanboy Road Greencastle | 256008 | 385333 | Approved | 2015/16 | 2015-11-19 |  |  | Approved
LA09/2015/0576/F | 2015-07-27 | Mid Ulster | Single wind turbine | A Single 250kw Wind Turbine with a Tower Height of 40m and a blade length of 16.5m | Approx 323m NW of 14 Annahavil Road Dungannon | 279888 | 370204 | Withdrawn | 2015/16 | 2015-12-23 |  |  | Withdrawn
LA10/2015/0378/F | 2015-07-27 | Fermanagh and Omagh | Single wind turbine | A single 250KW wind turbine with a tower height of 53m and a blade length of 22m | Approx 939m North east of 349 Lisnaskea Road Leginn Derrylin | 230123 | 327822 | Withdrawn | 2015/16 | 2016-01-15 |  |  | Withdrawn
LA11/2015/0386/F | 2015-07-27 | Derry and Strabane | Single wind turbine | Proposed wind turbine with maximum output 250KW and tower height 40M with amended turbine manufacturer and rotor diameter to be increased to 54M from previous approval J/2013/0149/F | Approximately 465m North Easr of 10 Freughlough Road Castlederg Co Tyrone (Accessing onto Priestsessagh Road Castlederg) | 226446 | 387125 | Withdrawn | 2016/17 | 2016-04-18 |  |  | Withdrawn
LA01/2015/0480/F | 2015-07-28 | Causeway Coast and Glens | Single wind turbine | Erection of Wind Turbine with 40m Hub Height and 33.1m Blade Diameter, associated lane and two electricity cabinets. | Approx. 476m E of 58 Corbally Road Coleraine. | 288112 | 437383 | Refused | 2016/17 | 2016-08-30 |  |  | Refused
LA07/2015/0691/F | 2015-07-28 | Newry, Mourne and Down | Single wind turbine | Proposed wind turbine with hub height of 50m to generate electricity for exporting to grid | 255m south west of No 34 Tullyah Road Belleeks Newry | 299634 | 327852 | Withdrawn | 2016/17 | 2016-07-08 |  |  | Withdrawn
LA08/2015/0587/F | 2015-07-28 | Armagh, Banbridge and Craigavon | Single wind turbine | Installation of a single wind turbine. Turbine hub height 33m, rotor diameter 29.5m, max height 47.75m | 70 metres east south east of 2 Derryclone road Gawleys gate Craigavon BT67 0BN | 307445 | 365011 | Refused | 2016/17 | 2016-06-17 |  |  | Refused
LA08/2015/0611/F | 2015-07-31 | Armagh, Banbridge and Craigavon | Single wind turbine | A single 250kw wind turbine with a tower height of 40m and a blade length of 22m | Approx. 769m South East of No 27 Drumacanver Road Lislynn Armagh BT60 3LW | 281294 | 338107 | Withdrawn | 2016/17 | 2016-05-25 |  |  | Withdrawn
LA01/2015/0510/F | 2015-08-03 | Causeway Coast and Glens | Single wind turbine | Single wind turbine with a hub height of 30m with 17.5m length blades, associated access and 2 no. electricity cabinets (in substitution of turbine approval B/2013/0072) | Lands 395m South West of 120 Killunaght Road Dungiven | 264426 | 409819 | Approved | 2015/16 | 2016-03-15 |  |  | Approved
LA06/2015/0490/F | 2015-08-03 | Ards and North Down | Single wind turbine | Installation of a 150kw wind turbine on a tubular tower with hub height of 24m and blades with rotor diameter of 24m and associated site works and equipment | Lands 151m North of 24 Lisbane Road Comber | 349492 | 364915 | Refused | 2022/23 | 2022-05-24 |  |  | Refused
LA06/2015/0490/F | 2015-08-03 | Ards and North Down | Single wind turbine | Installation of a 150kw wind turbine on a tubular tower with hub height of 24m and blades with rotor diameter of 24m and associated site works and equipment | Lands 151m North of 24 Lisbane Road Comber | 349492 | 364915 | Refused | 2021/22 | 2021-04-13 |  |  | Refused
LA08/2015/0613/F | 2015-08-03 | Armagh, Banbridge and Craigavon | Single wind turbine | Proposed relocation of existing approved wind turbine O/2013/0304/F - with reduced blade tip height up to 46.0Mts with associated sub station, switch room and ancillary works With associated sub-station, switch room and ancillary works. | 171Mts North of 44 Crewmore Road Poyntzpass - Co Armagh - BT35 6RJ Site accessed via the Ballyreagh Road. | 302580 | 338994 | Approved | 2016/17 | 2016-06-27 |  |  | Approved
LA06/2015/0494/F | 2015-08-04 | Ards and North Down | Single wind turbine | Single 250kW wind turbine with a maximum hub height of 37m and a maximum rotor diameter of 30m and other ancillary site works | 530m SW of 50 Stump Road Ballywalter | 361300 | 368992 | Approved | 2016/17 | 2016-10-24 |  |  | Approved
LA09/2015/0617/F | 2015-08-04 | Mid Ulster | Single wind turbine | LA09/2015/0762/FAmendments to Previously Approved Wind Turbine (H/2013/0235/F) to increase rotor diameter from 30m to 44m and relocate turbine 6.5m NE. No change to approved hub height (46m) | Lands 300m SE of 69 Creagh Road Creagh | 296430 | 390678 | Approved | 2015/16 | 2015-11-20 |  |  | Approved
LA07/2015/0771/F | 2015-08-07 | Newry, Mourne and Down | Single wind turbine | Proposed wind turbine with a 25.4m diameter, 3 blade rotor mounted on a 40m tall monopole | 257m East of No 10b Ballymageogh Road Kilkeel | 328699 | 315718 | Refused | 2017/18 | 2018-01-26 |  |  | Refused
LA07/2015/0774/F | 2015-08-07 | Newry, Mourne and Down | Single wind turbine | Proposed wind turbine 25.4m diameter,3 blade rotor mounted on a 40m tall monopole. Proposed equipment room. | 60M North West of no 30 Ballymageogh Road Kilkeel | 328348 | 316270 | Refused | 2017/18 | 2017-10-23 |  |  | Refused
LA06/2015/0516/F | 2015-08-10 | Ards and North Down | Single wind turbine | A single 250kw wind turbine with a tower height of 40m and a blade length of 22m. | Approx 485m South West of 219 Killinchy Road Comber Co. Down BT23 6AB | 348448 | 362851 | Withdrawn | 2016/17 | 2016-11-22 |  |  | Withdrawn
LA07/2015/0782/F | 2015-08-12 | Newry, Mourne and Down | Single wind turbine | Amendment to planning approval R/2011/0474/F. Change of hub height from 30m to 40m | 370m north east of 32 Ballykilbeg Road Downpatrick | 346021 | 340921 | Approved | 2016/17 | 2016-06-10 |  |  | Approved
LA10/2015/0445/F | 2015-08-12 | Fermanagh and Omagh | Single wind turbine | Amendment to planning approval L/2012/0572/F. Change in hub height from 32m to 40m and change in rotor diameter from 30m to 39m. | Lands 382m East of 146 Corramore Road Muggalnagrow Garrison. | 197771 | 352766 | Approved | 2015/16 | 2016-03-08 |  |  | Approved
LA10/2015/0448/F | 2015-08-12 | Fermanagh and Omagh | Single wind turbine | Proposed installation of a wind turbine on a tubular tower of up to 40m height with blades up to 59.5m (to tip height) 39.0m Rotor Dia. | Lands 311m North of 345 Lisnaskea Road Grattan Derrylin BT92 9NT (amended address) | 230149 | 327219 | Refused | 2015/16 | 2016-03-14 |  |  | Refused
LA09/2015/0667/F | 2015-08-13 | Mid Ulster | Single wind turbine | Proposed relocation of existing approval I/2012/0327/F with increased blade tip height up to 76m (hub height 50m) with associated sub station, switch room and ancillary works. This proposal is in substitution for existing planning approval Ref no I/2014/0128/F. | 320m North East of 160 Tanderagee Road Pomeroy Dungannon | 273586 | 371476 | Approved | 2016/17 | 2016-11-17 |  |  | Approved
LA07/2015/0750/F | 2015-08-17 | Newry, Mourne and Down | Single wind turbine | To build a single 44m-tip height wind turbine up to 250kw rating, approximately 320 metres East of Drumnakelly landfill depot building. The electricity generated by the turbine will be used to power landfill site operations; any surplus electricity will be exported to grid. (Amended description & additional plans) | Drumnakelly Landfill Site 81 Demesne Road Ballynahinch Co Down BT24 8NS | 338414 | 344505 | Withdrawn | 2018/19 | 2018-11-14 |  |  | Withdrawn
LA07/2015/0752/F | 2015-08-17 | Newry, Mourne and Down | Single wind turbine | Proposed 150kw wind turbine on 30m tower with 24m diameter blades (overall height 42m) | Approx 350m south east of 29 Drumgiven Road Ballynahinch | 340492 | 353170 | Refused | 2017/18 | 2017-08-16 |  |  | Refused
LA03/2015/0388/F | 2015-08-18 | Antrim and Newtownabbey | Single wind turbine | Proposed single 250kW wind turbine (hub height up to 40m and rotor diameter up to 29m) | Lands approximately 215m south east of 108 Hightown Road Newtownabbey BT36 7AU | 331128 | 381085 | Approved | 2015/16 | 2015-11-25 |  |  | Approved
LA06/2015/0542/F | 2015-08-18 | Ards and North Down | Single wind turbine | A single 250kw wind turbine with a tower height of 40m and a blade length of 22m (noise impact assessments recieved) | Approx 319m North West of 85 Newtownards Road Cotton Donaghadee Co.Down BT 21 0PT. | 355023 | 379934 | Withdrawn | 2017/18 | 2018-02-05 |  |  | Withdrawn
LA10/2015/0462/F | 2015-08-19 | Fermanagh and Omagh | Single wind turbine | Proposed installation of a wind turbine with 35.7m tower and 24 rotor diameter | Lands 290m North West of 103 Scallen Road Coolback Irvinestown | 226227 | 357431 | Approved | 2017/18 | 2018-03-28 |  |  | Approved
LA11/2015/0435/F | 2015-08-19 | Derry and Strabane | Single wind turbine | Installation of wind turbine | Lands 618m east of 4 Ballygroll Road Mullaboy Cross | 251749 | 413889 | Withdrawn | 2017/18 | 2017-06-16 |  |  | Withdrawn
LA01/2015/0578/F | 2015-08-21 | Causeway Coast and Glens | Single wind turbine | Application to amend a single wind turbine approval C/2014/0355/F to change location approx. 100m SE and increase tower height by 10m and blade length by 4.5m. | 312m South West of 62 Creamery Road Coleraine. | 288488 | 434210 | Approved | 2016/17 | 2016-05-10 |  |  | Approved
LA01/2015/0594/F | 2015-08-21 | Causeway Coast and Glens | Single wind turbine | A Single 250kw Wind Turbine with a Tower Height of 40m and a Blade Length of 16.5m. | Approx. 915m North West of 16 Mayoghill Road Coleraine. | 287045 | 418172 | Withdrawn | 2016/17 | 2016-05-16 |  |  | Withdrawn
LA10/2015/0464/F | 2015-08-21 | Fermanagh and Omagh | Single wind turbine | proposed installation of a wind turbine on a tubular tower of up to 40m (to hub height) with blades up to 55.5m (to tip height) 31.0m rotor dia | Lands 298m North East of 12 Cackinish Road Formil Teemore | 232785 | 322253 | Withdrawn | 2015/16 | 2016-01-08 |  |  | Withdrawn
LA09/2015/0715/F | 2015-08-25 | Mid Ulster | Single wind turbine | Erection of 1No. Wind Turbine with a maximum output of 100kw with a 30m hub height and a blade diameter of 19m. | 137m South West of 98 Killygullib Road Swatragh | 286377 | 407509 | Approved | 2015/16 | 2016-03-11 |  |  | Approved
LA10/2015/0486/F | 2015-08-27 | Fermanagh and Omagh | Single wind turbine | Proposed 250Kw wind turbine 40m hub height and 44m rotor diameter to generate electricity and feed into grid. | 199m West of Bunnahone Farm 78 Church Hill Road Bunnahone Churchill Derrygonnelly.BT93 6BP | 210999 | 355008 | Refused | 2015/16 | 2016-01-20 |  |  | Refused
LA10/2015/0488/F | 2015-08-27 | Fermanagh and Omagh | Single wind turbine | Proposed installation of 1 No wind turbine on a 40m tubular tower (to hub height) with blades up to 52m (to tip height) 24m rotor diameter. | Lands 289m North West of 10 Cackinish Road Formil Derrylin. | 232561 | 322159 | Withdrawn | 2015/16 | 2016-01-08 |  |  | Withdrawn
LA09/2015/0740/F | 2015-08-28 | Mid Ulster | Single wind turbine | Proposed 225Kw wind turbine with 40m Hub Height and 15m radius blade ,for own use and connection to the national grid | Land approx. 300m South of 30 Ballyblagh Road Stewartstown BT71 5PA | 289077 | 374173 | Withdrawn | 2016/17 | 2016-07-06 |  |  | Withdrawn
LA09/2015/0741/F | 2015-08-28 | Mid Ulster | Single wind turbine | Proposed 225kw wind turbine with 40m hub height and 15m radius blade, for own use and connection to the national grid | Land approx. 310m South East of 30 Ballyblagh Road Stewartstown | 289297 | 374135 | Withdrawn | 2016/17 | 2016-07-06 |  |  | Withdrawn
LA02/2015/0494/F | 2015-09-01 | Mid and East Antrim | Single wind turbine | Application to amend a single wind turbine approval (F/2011/0024/F), to a vestas V44 turbine with an overall height to 62m and overall rotor diameter of 44m | 390m west of 91 Shanes Hill Road Larne | 334104 | 400471 | Approved | 2015/16 | 2016-03-24 |  |  | Approved
LA09/2015/0742/F | 2015-09-01 | Mid Ulster | Single wind turbine | Proposed endurance E4660 wind turbine - maximum 100kW -hub height 36.6m, 11.75m rotor radius, 48.4m overall height to support existing farm business in substitution for approved wind turbine (M/2011/0135/F) on alternate location | Approximately 155m East of 24 Drumgose Road Benburb | 281945 | 353314 | Approved | 2016/17 | 2016-04-21 |  |  | Approved
LA10/2015/0507/F | 2015-09-01 | Fermanagh and Omagh | Single wind turbine | Amendment to existing planning approval L/2015/0165. Proposed wind turbine on 50m tower and 39m rotor diameter located 8m to the east of original approval | Lands 335m south West of 3 college Road East Doon Derrylin | 225167 | 325989 | Withdrawn | 2016/17 | 2016-09-13 |  |  | Withdrawn
LA09/2015/0760/F | 2015-09-03 | Mid Ulster | Single wind turbine | Proposed relocation of existing approval I/2013/0012/F with increased blade tip height up to 76m (hub height 50m) with associated sub-station, switch room and ancillary works | 443m north of no 160 Tanderagee Road Pomeroy Dungannon | 273293 | 371665 | Approved | 2016/17 | 2016-12-01 |  |  | Approved
LA07/2015/0847/F | 2015-09-07 | Newry, Mourne and Down | Single wind turbine | Wind turbine on a tubular tower of up to 40m (hub height) with blades up to 55.5m (to tip height) | 420m south east of 34 Tamnaharry Hill Tamnaharry Mayobridge BT34 2EY | 315408 | 324558 | Refused | 2017/18 | 2017-10-12 |  |  | Refused
LA11/2015/0550/F | 2015-09-07 | Derry and Strabane | Single wind turbine | Retention of 1 No. meteorological mast of 70M in height for the purpose of monitoring wind and climate conditions (previously permitted under planning ref. J/2010/0194/F) | Approx. 700M East of 60 Glenmornan Road Townland of Craignagapple Strabane Co Tyrone BT82 0EY | 243304 | 396530 | Approved | 2015/16 | 2016-02-01 |  |  | Approved
LA10/2015/0516/F | 2015-09-08 | Fermanagh and Omagh | Single wind turbine | Proposed installation of a wind turbine on a tubular tower of up to 40m height with blades up to 59.5m (to tip height) 39m rotor diameter. | Lands 385m South West of 3 Mullynaherb Road Mullanaherb Derrylin. Enniskillen. BT92 9NE | 226426 | 328219 | Refused | 2016/17 | 2016-04-20 |  |  | Refused
LA05/2015/0584/F | 2015-09-10 | Lisburn and Castlereagh | Single wind turbine | Erection of 1 No 150KW wind turbine with a 30M Hub and a 24M blade diameter | 194M North East of 87 Peartree Hill Belfast BT16 1XA | 341929 | 371554 | Withdrawn | 2016/17 | 2016-08-10 |  |  | Withdrawn
LA05/2015/0585/F | 2015-09-10 | Lisburn and Castlereagh | Single wind turbine | Erection of 1 No 150KW wind turbine with a 30m hub height and 24m blade diameter (additional environmental info received - accoustic report). | 163M South West of 30 Lisleen Road East Belfast | 340612 | 370179 | Withdrawn | 2016/17 | 2016-08-10 |  |  | Withdrawn
LA10/2015/0524/F | 2015-09-10 | Fermanagh and Omagh | Single wind turbine | Proposed wind turbine with a maximum output of 250kw, tower height of 44m and a maximum blade length of 19.5m to generate electricity for existing timber products business | Approx 300m SE of 298 Clabby Road Tempo Co Fermanagh | 238260 | 348916 | Approved | 2015/16 | 2015-12-21 |  |  | Approved
LA10/2015/0525/F | 2015-09-10 | Fermanagh and Omagh | Single wind turbine | Proposed wind turbine with a maximum output of 250kw, tower height of 44m and a maximum blade length of 19.5m to generate electricity for either farm use or export to the grid | Approx 425m SE of 61 Altamuskin Road Sixmilecross Co Tyrone | 256844 | 366056 | Approved | 2016/17 | 2016-04-19 |  |  | Approved
LA09/2015/0791/F | 2015-09-11 | Mid Ulster | Single wind turbine | 150KW Wind Turbine with a Minimum Hub Height of 39M and Maximum Hub Height of 40M and a Blade Diameter of 24M | 150m West of 33 Carnaman Road Knockloughrim | 291879 | 399085 | Approved | 2017/18 | 2017-06-02 |  |  | Approved
LA11/2015/0518/F | 2015-09-11 | Derry and Strabane | Single wind turbine | Amendment to Wind Turbine planning approval J/2009/0340/F. Erection of a wind turbine -Change in hub type from 30M to 40M and change in rotor diameter from 26M to 54M | Lands 260M South West of 76 Strabane Road Birnaghs Newtownstewart Co Tyrone BT78 4JZ | 237136 | 387263 | Refused | 2018/19 | 2018-09-14 |  |  | Refused
LA11/2015/0529/F | 2015-09-11 | Derry and Strabane | Single wind turbine | Proposed wind turbine with maximum output 250kw, tower height 44 m and maximum blade length of 19.5m to generate electricity for farm use and export to the grid. | Approx 415m North east of no. 10 Heather Road Derry | 240731 | 416419 | Withdrawn | 2017/18 | 2017-08-09 |  |  | Withdrawn
LA01/2015/0651/F | 2015-09-14 | Causeway Coast and Glens | Single wind turbine | Substitution and relocation to existing planning approval C/2011/0082/F. Change in turbine hub height from 30m to 40m and change in rotor diameter from 30m to 40m. | Lands 1km South East of 64 Cullyrammer Road Coulhame Garvagh | 288751 | 415623 | Refused | 2015/16 | 2016-03-24 |  |  | Refused
LA10/2015/0552/F | 2015-09-15 | Fermanagh and Omagh | Single wind turbine | Amendment to existing planning approval L/2014/0149/F, change to 250Kw turbine with 40m hub height and 39m rotor diameter. | Land 116m North of 72 Ballyconnell Road Derrylea Derrylin. BT92 9QR | 228164 | 325555 | Approved | 2015/16 | 2016-03-08 |  |  | Approved
LA01/2015/0670/F | 2015-09-16 | Causeway Coast and Glens | Single wind turbine | Relocation of wind turbine previously approved under planning ref: B/2011/0063/F. Turbine to have a 40m hub height and a 39m rotor diameter. | 697m North East of 31 Drumhappy Road Dungiven | 272815 | 415692 | Approved | 2016/17 | 2016-06-07 |  |  | Approved
LA10/2015/0546/F | 2015-09-16 | Fermanagh and Omagh | Single wind turbine | Proposed installation of a 250kw wind turbine with tower height of 40m and a blade span of 30m and access to existing lane to provide power to existing farm and remainder to grid | Approx 600m ESE of 112 Whitebridge Road Sixmilecross | 262233 | 364328 | Withdrawn | 2016/17 | 2016-04-06 |  |  | Withdrawn
LA09/2015/0838/F | 2015-09-17 | Mid Ulster | Single wind turbine | Relocation of wind turbine previously approved under M/2013/0591/F. Turbine to have 40m hub height and 29m rotor diameter | 322m NE of 60 Cavan Road Dungannon | 283509 | 362635 | Approved | 2015/16 | 2016-01-20 |  |  | Approved
LA11/2015/0555/F | 2015-09-18 | Derry and Strabane | Single wind turbine | Erection of single wind turbine - 30 M hub height with 17.5M blades, associated access and 2 No. electricity cabinets | Lands 450M North West of 9 Elagh Road Londonderry | 241092 | 421824 | Withdrawn | 2017/18 | 2017-04-07 |  |  | Withdrawn
LA07/2015/0954/F | 2015-09-21 | Newry, Mourne and Down | Single wind turbine | Installation 1 no wind turbine on a 40m tubular tower (to hub height) with blades up to 52m (to tip height) | Lands 257m North West of 50a Milltown Street Burren Warrenpoint BT34 3PS | 313281 | 321377 | Withdrawn | 2016/17 | 2016-04-04 |  |  | Withdrawn
LA09/2015/0848/F | 2015-09-21 | Mid Ulster | Single wind turbine | Proposed Replacement of existing approval I/2014/0128/F with increased blade tip height up to 77m hub height 50m with associated sub station ,switch room and ancillary works | 206m North of 160 Tanderagee Road Pomeroy Dungannon | 273234 | 371581 | Withdrawn | 2016/17 | 2016-08-01 |  |  | Withdrawn
LA10/2015/0566/F | 2015-09-23 | Fermanagh and Omagh | Single wind turbine | Proposed installation of a wind turbine on a tubular tower of up to 40m (to hub height) with blades up to 59.5m (to tip height) 39.0m rotor diameter | Lands 350m South of 15 Kingarrow Road Kingarrow North Derrylin BT92 9HY | 228390 | 328967 | Approved | 2016/17 | 2016-08-23 |  |  | Approved
LA02/2015/0551/F | 2015-09-24 | Mid and East Antrim | Single wind turbine | Proposed wind turbine up to a maximum tip height of 67m of up to a maximum output of 600kw, comprising a configuration of up to 45m tower and up to 44m rotor diameter, associated access, hardstand, transformer and electric cabling. | 582 metres west-northwest of 4 Gartford Lane Unshinagh Carnlough Co Antrim BT44 0HU | 326351 | 415145 | Withdrawn | 2016/17 | 2016-09-16 |  |  | Withdrawn
LA02/2015/0553/F | 2015-09-24 | Mid and East Antrim | Single wind turbine | Proposed Wind Turbine up to a maximum tip height of 67m of up to a maximum output of 600kw, comprising a configuration of up to 45m tower and up to 44m rotor diameter, associated access, hardstand, transformer and electric cabling. | 810 metres south-southwest of 4 Gartford Lane Unshinagh Carnlough Co Antrim BT44 0HU | 326598 | 414470 | Refused | 2017/18 | 2017-06-19 |  |  | Refused
LA03/2015/0485/F | 2015-09-25 | Antrim and Newtownabbey | Single wind turbine | Erection of a 150KW wind turbine with a tower height of 30m (amendments to previously approved under T/2011/0420/F) | Approx 100m south west of 5 Ballynoe Road Antrim | 317999 | 388566 | Approved | 2016/17 | 2016-04-01 |  |  | Approved
LA10/2015/0582/F | 2015-09-25 | Fermanagh and Omagh | Single wind turbine | Proposed wind turbine with maximum output 250KW, tower height 46m and maximum rotor diameter of 31m to generate electricity for either farm use or export to the grid | Approximately 250m south west of 33 Enniskillen Road Irvinestown County Fermanagh | 223859 | 355339 | Refused | 2015/16 | 2016-02-16 |  |  | Refused
LA10/2015/0584/F | 2015-09-25 | Fermanagh and Omagh | Single wind turbine | Erection of wind turbine with 50m hub height and 52m rotor diameter (amendment to previous approval L/2015/0175/F) | 340m West of 240 BOHO ROAD DOOLETTER BOHO DERRYGONNELLY FERMANAGH BT74 5BP | 210131 | 342724 | Approved | 2016/17 | 2017-02-07 |  |  | Approved
LA03/2015/0486/F | 2015-09-28 | Antrim and Newtownabbey | Single wind turbine | Proposed Micon 750 250KW turbine with 40m tower height and 31m rotor diameter (Previously approved under planning reference T/2011/0043/F) | 150m west of 126 Portglenone Road Randalstown BT41 3EN | 306660 | 391755 | Approved | 2016/17 | 2016-11-23 |  |  | Approved
LA03/2015/0487/F | 2015-09-28 | Antrim and Newtownabbey | Single wind turbine | Erection of 1 no. wind turbine with a maximum output of 250kw with a hub height of 40m and a rotor diameter of 27m | 412m SE of 48 Greenhill Road Belfast | 327184 | 376720 | Approved | 2016/17 | 2016-07-08 |  |  | Approved
LA09/2015/0885/F | 2015-09-28 | Mid Ulster | Solar farm | Installation and operation of a 4.9MWp solar farm and associated infrastructure including photovoltaic panels, mounting frames, 3 no. control rooms, fencing pole mounted security cameras, underground and over ground electricity cables. | Approx. 350m south of the Dale Farm complex 139 Moneymore Road Cookstown | 282759 | 379559 | Approved | 2015/16 | 2016-01-25 |  |  | Approved
LA11/2015/0572/F | 2015-09-28 | Derry and Strabane | Single wind turbine | Erection of wind turbine with 40m hub height and 54m rotor diameter | 273m north east of 7 Strahans Road Strabane | 233229 | 395790 | Withdrawn | 2020/21 | 2020-10-19 |  |  | Withdrawn
LA10/2015/0604/F | 2015-10-02 | Fermanagh and Omagh | Single wind turbine | Erection of 250KW wind turbine with hub height of 45m and blade diameter of 39m(tip height 64.5m) in lieu of wind turbine granted under L/2011/0842/F (acoustic report received) | 747m North East of 99 Cornahaltie Road Killybeg Garrison.BT93 4AS | 198311 | 354979 | Withdrawn | 2016/17 | 2016-05-19 |  |  | Withdrawn
LA10/2015/0605/F | 2015-10-02 | Fermanagh and Omagh | Single wind turbine | Increase in hub height of permitted 250Kw wind turbine (L/2013/0179/F) from 41.5m to 45m and increase in blade diameter from 30m to 39m resulting in increase of blade tip height from 56.5m to 64.5m. (acoustic report received) | 671m North East of 99 Cornahaltie Road Killybeg Garrison.BT93 4AS | 198280 | 354835 | Withdrawn | 2016/17 | 2016-05-19 |  |  | Withdrawn
LA09/2015/0916/F | 2015-10-05 | Mid Ulster | Single wind turbine | Single Wind Turbine with a Hub Height of 40m and Rotor Diameter of 30m, and Extension to the Existing Access Track from the Public Road | Lands approx. 676m West of 48 Keerin Road Broughderg | 265019 | 383946 | Withdrawn | 2016/17 | 2016-06-20 |  |  | Withdrawn
LA09/2015/0951/F | 2015-10-12 | Mid Ulster | Single wind turbine | Proposed single wind turbine with hub height of 40m and a rotor diameter of 30m and an extension to the existing access laneway to the turbine site | Lands approximately 613m South West of 87 Davagh Road Broughderg | 264494 | 386696 | Withdrawn | 2016/17 | 2016-06-20 |  |  | Withdrawn
LA10/2015/0648/F | 2015-10-14 | Fermanagh and Omagh | Single wind turbine | Renewal of approval L/2010/0416/F-Wind turbine 24m hub height,10m rotor diameter. | 26 Ballyhoe Road Cloncallick Newtownbutler | 246741 | 320677 | Approved | 2016/17 | 2016-09-16 |  |  | Approved
LA10/2015/0656/F | 2015-10-16 | Fermanagh and Omagh | Single wind turbine | Erection of a 250kw wind turbine (amendment to previous approval K/2011/0170/F) increasing the hub height from 40m to 55m, increasing the blade diameter from 14.5m to 23.5m, and associated works | Approx 260m NW of 136 Loughmallon Road Pomeroy | 266581 | 373607 | Withdrawn | 2015/16 | 2016-02-04 |  |  | Withdrawn
LA08/2015/0889/F | 2015-10-21 | Armagh, Banbridge and Craigavon | Single wind turbine | Amendment to previously approved wind turbine Q/2013/0209/F. Change in tower height from 36.6 metres to 30 metres and change in rotor diameter from 19.2 metres to 24 metres. | Lands 125 metres South West of Diamond View House Diamond View Road Skeagh Banbridge Co. Down BT32 3SN | 321473 | 349920 | Approved | 2016/17 | 2016-06-14 |  |  | Approved
LA02/2015/0619/F | 2015-10-23 | Mid and East Antrim | Single wind turbine | Proposed single wind turbine (40 metre hub, 27 metre rotor diameter) and associated substation kiosk | lands approximately 170 metres southwest of No. 47 Craigadoo Road Ballymena BT42 4RB | 316830 | 400292 | Refused | 2016/17 | 2016-06-20 |  |  | Refused
LA08/2015/0901/F | 2015-10-23 | Armagh, Banbridge and Craigavon | Single wind turbine | Proposed relocation of wind turbine / existing approval Q/2012/0330/F with associated sub station, switch room and ancillary works (amended description) | 142 metres South of 38 Garvaghy Road Garvaghy Banbridge Co. Down BT32 3SZ | 320843 | 347654 | Approved | 2016/17 | 2016-05-27 |  |  | Approved
LA11/2015/0651/F | 2015-10-23 | Derry and Strabane | Wind farm | Construction of a 2No. turbine extension to the existing Monnaboy Wind farm (consented under planning reg. ref A/2009/0868/F), each turbine will have a hub height not exceeding 80M and blade diameter not exceeding 82.4M, associated access tracks, underground cabling, temporary construction compound, associated works and use of the existing passing bays along the Monnaboy Road and the Dunlade Road | Monnaboy Wind Farm on land located east of 62 Monnaboy Road Greysteel Co Londonderry BT47 3HP | 257257 | 415330 | Withdrawn | 2018/19 | 2018-09-20 |  |  | Withdrawn
LA02/2015/0657/F | 2015-10-30 | Mid and East Antrim | Single wind turbine | Erection of a wind turbine (tip height 126.5m) on existing commercial peat extraction site, including associated infrastructure. | 790M N W of 68 Carclinty Road Cullybackey | 301230 | 410398 | Approved | 2016/17 | 2017-02-01 |  |  | Approved
LA01/2015/0877/F | 2015-11-05 | Causeway Coast and Glens | Single wind turbine | Proposed Wind Turbine comprising 31m Hub Height and 31m Rotor Diameter. | Land approximately 460m North East of 83 Highlands Road Limavady. | 264577 | 420554 | Approved | 2016/17 | 2016-06-15 |  |  | Approved
LA07/2015/1203/F | 2015-11-05 | Newry, Mourne and Down | Single wind turbine | Proposed wind turbine with a 25.4 diameter 3 blade rotor mounted on a 40m tall monopole. Proposed equipment room. Access via un-altered access to public road. | 380m NE of No 43 Benagh Road Kilkeel. | 326498 | 313100 | Refused | 2017/18 | 2017-11-03 |  |  | Refused
LA08/2015/0989/F | 2015-11-06 | Armagh, Banbridge and Craigavon | Single wind turbine | Proposed 250kW wind turbine with 27 metre diameter blades and 40 metre hub height | Land at 148 metres south east of 117 Lackan Road Ballyward BT31 9RX | 325959 | 335702 | Approved | 2016/17 | 2016-05-11 |  |  | Approved
LA09/2015/1085/F | 2015-11-09 | Mid Ulster | Single wind turbine | Single turbine with hub height of 24m ,rotor diameter of 17m and a maximum blade height of 32.5m , new access track from existing factory yard to turbine and other ancillary works | Approximately 107m North of 155 Drum Road Cookstown | 278626 | 377449 | Approved | 2016/17 | 2017-01-31 |  |  | Approved
LA09/2015/1096/F | 2015-11-10 | Mid Ulster | Solar farm | Ground mounted solar farm (4.9mw) and associated infrastructure | Land 330m South of 32 Altmore Road Pomeroy | 267015 | 368784 | Approved | 2016/17 | 2016-05-05 |  |  | Approved
LA08/2015/1038/F | 2015-11-11 | Armagh, Banbridge and Craigavon | Single wind turbine | Installation of a 15 metre (tower height) wind turbine and associated infrastructure | 60 Grovehill Road Banbridge BT32 5AD | 312126 | 341144 | Withdrawn | 2016/17 | 2016-07-18 |  |  | Withdrawn
LA03/2015/0597/F | 2015-11-13 | Antrim and Newtownabbey | Wind farm | Retention of 2 wind turbines erected at locations at variance from the approved under T/2009/0514/F (turbine A) and T/2004/0196/F (turbine C) | Lands adjacent to 3 Carmavy Road Nutts Corner Crumlin BT29 4FT with two turbines: (Turbine A approx 214m SW of the existing dwelling at 3 Carmavy Road and Turbine C approx 427m SW of the existing dwelling at 3 Carmavy Road) | 318272 | 380615 | Approved | 2016/17 | 2016-04-13 |  |  | Approved
LA01/2015/0944/F | 2015-11-18 | Causeway Coast and Glens | Single wind turbine | Amendment to planning approval C/2014/0390/F; A single wind turbine to increase the blade length by 7m and hub height by 9m | Approx 510m North East of 60 Ballyvelton Road Coleraine | 289656 | 431660 | Approved | 2016/17 | 2016-10-13 |  |  | Approved
LA02/2015/0677/F | 2015-11-18 | Mid and East Antrim | Single wind turbine | A single turbine tower height 49m and 250kw output (Application to amend planning approval F/2013/0087/F) | Approximately 267m North West of 22 Drumnadonaghy Road Larne | 334756 | 402608 | Approved | 2016/17 | 2016-07-11 |  |  | Approved
LA01/2015/1005/F | 2015-11-26 | Causeway Coast and Glens | Single wind turbine | Proposed Single Wind Turbine on a 60m hub with 50m Blade Diameter, giving 85m Tip Height. | 640m NE of 27 Peters Road Limavady. | 275175 | 414401 | Withdrawn | 2017/18 | 2017-11-30 |  |  | Withdrawn
LA01/2015/0980/F | 2015-11-27 | Causeway Coast and Glens | Solar farm | Construction and operation of a solar farm with a total generating capacity of 25MW. Development comprises photovoltaic panels, mounting frames, 1 No. substation, 20 No. inverter stations, 12 No. CCTV cameras (3 meters high) and ancillary construction works including perimeter fencing (2.4 meters high), new road access, internal service tracks and 1 no. temp.construction compound. | Lands are located immediately NE at 11 Bushtown Road extending eastwards. Lands begin approximately 470m North of 38 Kilmaconnell Road approximately 240m West/Northwest of 17 Kilmaconnell Road and approximately 200m West/Southwest of 406 Ballyness Park Castleroe. | 284607 | 429564 | Approved | 2016/17 | 2016-06-09 |  |  | Approved
LA02/2015/0703/F | 2015-11-30 | Mid and East Antrim | Wind farm | Erection of 2 No. 15 kw wind turbines with 15m hub height and 10.4m blade diameter. | Turbine 01 Approx. 82m North East and Turbine 02 Approx. 30m North of 20 Monument Road Carrickfergus | 336203 | 386733 | Withdrawn | 2016/17 | 2017-02-07 |  |  | Withdrawn
LA02/2015/0705/F | 2015-11-30 | Mid and East Antrim | Single wind turbine | Erection of 1No. Wind Turbine with 15m Hub Height 10.4m Blade Diameter | Approx. 42m East of 55 Carneal Road Carrickfergus | 340322 | 393646 | Refused | 2016/17 | 2016-04-14 |  |  | Refused
LA01/2015/0986/F | 2015-12-02 | Causeway Coast and Glens | Solar farm | Ground Mounted Solar Farm and Associated Infrastructure. | Lands approximately 60m South West of 110 Castlecat Road Ballymoney. | 296178 | 436244 | Approved | 2016/17 | 2016-06-16 |  |  | Approved
LA03/2015/0655/F | 2015-12-02 | Antrim and Newtownabbey | Solar farm | Installation and operation of solar farm and associated infrastructure | Land at Gibson Farm (lands south west south east and north east of 40 Sealstown Road Newtownabbey) Sealstown Road Newtownabbey BT36 4QU | 328095 | 382660 | Approved | 2016/17 | 2016-07-26 |  |  | Approved
LA07/2015/1283/F | 2015-12-04 | Newry, Mourne and Down | Single wind turbine | Proposed installation of a wind Turbine on a lattice type tower - with blade tip height up to 24.8 mts | 318Mts South West of 16 Lurgana Road Whitecross Co Armagh BT60 2JW | 297524 | 330404 | Approved | 2016/17 | 2017-03-07 |  |  | Approved
LA01/2015/1045/F | 2015-12-08 | Causeway Coast and Glens | Solar farm | Construction & operation of a solar farm with a total generating capacity of 25MW. Development comprises photovoltaic panels, mounting frames, 1 no. substation, 20 no. inverter stations, 12 no. CCTV cameras (3 meters high) and ancillary construction works including perimeter fencing (2.4 meters high), internal service tracks and 1 no. temp construction compound. | Lands surrounding 25 and 25(a) Tullaghans Road Mullans Ballymoney Co Antrim. Land begins approximately 430m South of 27 Tullaghans Road approximately 280m West of 89 Mullan Road approximately 600m North of 15 Slievenaghy Road and approximately 360m Southeast of 190 Finvoy Road | 296590 | 417552 | Approved | 2016/17 | 2016-08-04 |  |  | Approved
LA06/2015/0962/F | 2015-12-17 | Ards and North Down | Single wind turbine | Erection of a 20 kw wind turbine, 18m hub, 10m rotor diameter | 140m NE of 53 Holywood Road Newtownards. | 344345 | 376543 | Withdrawn | 2016/17 | 2016-11-07 |  |  | Withdrawn
LA02/2015/0756/F | 2015-12-21 | Mid and East Antrim | Solar farm | Construction and operation of a solar farm with a total generating capacity of 10MW. Development comprises photovoltaic panels, mounting frames, 1 no. substation, 8 no. inverter stations, 6 no. CCTV cameras (3 meters high) and ancillary construction works including perimeter fencing (2.4 meters high), internal service tracks and 1 no. temp construction compound | lands South of Ballygarvey Road Ballymena. lands at the North begin approx. 37m South East of 29 Ballygarvey Road approx. 55m South of 42 Ballygarvey Road and approx. 160m West of 65 Ballygarvey Road. At the southern extremities lands abut Rabbit Hill approx. 120m northeast of the M2 motorway at junction 11. | 312169 | 405257 | Approved | 2016/17 | 2016-09-08 |  |  | Approved
LA01/2016/0061/F | 2015-12-22 | Causeway Coast and Glens | Wind farm | Construct a three turbine extension to the operational Dunbeg Wind Farm ( consented under PAC REF. 2009/A0363 to planning reference B/2007/0560/F ), each turbine will have a Hub Height not exceeding 84m and Blade Diameter not exceeding 82m, associated access tracks, underground cabling, temporary construction compound, upgrade and widening of an existing site entrance off the A37, forestry felling ( approximately 1.36ha ) and all associated works. | On lands directly North of A37/ Broad Road to the East of 156 Broad Road and to the West of the operational Dunbeg Windfarm in the townland of Dunbeg Limavady. | 274564 | 426535 | Approved | 2017/18 | 2017-05-04 |  |  | Approved
LA09/2015/1304/F | 2015-12-24 | Mid Ulster | Single wind turbine | Amendment to planning approval H/2014/0282/F Reduction in hub height from 36m to 30m and change in rotor diameter from 29.6m to 34m | Lands 356m East of 25 Ballynacross Magherafelt BT45 8PY | 289304 | 398470 | Approved | 2016/17 | 2016-08-05 |  |  | Approved
LA05/2015/0940/F | 2015-12-29 | Lisburn and Castlereagh | Single wind turbine | Amendment to planning approval S/2013/0475/F. Change of rotor diameter from 30m to 34m. | Lands 295m North West of 155 Saintfield Road Lisburn. | 336304 | 360633 | Approved | 2016/17 | 2017-01-13 |  |  | Approved
LA11/2016/0048/F | 2015-12-29 | Derry and Strabane | Solar farm | Ground mounted solar farm and associated infrastructure | Lands South of 62 Monnaboy Road Eglinton Co Derry BT47 3HP | 256807 | 415242 | Withdrawn | 2017/18 | 2017-08-15 |  |  | Withdrawn
LA01/2016/0013/F | 2015-12-31 | Causeway Coast and Glens | Single wind turbine | Proposed erection of a wind turbine, 40m hub height, 30m rotor diameter, overall height 55m | Site located approximately 250m North East of No. 16 Cloghan Road Limavady | 272626 | 418340 | Approved | 2016/17 | 2016-06-20 |  |  | Approved
LA10/2016/0017/F | 2016-01-04 | Fermanagh and Omagh | Single wind turbine | Amendment to planning approval L/2013/0701/F for 250KW Wind Turbine. reduction in tower height from 50m to 30m and change in rotor diameter from 30m to 34m | Lands 102m North/North West of 79 Greenhill Road Foydragh Maguiresbridge | 236099 | 342905 | Approved | 2016/17 | 2016-05-12 |  |  | Approved
LA01/2016/0015/F | 2016-01-05 | Causeway Coast and Glens | Single wind turbine | Amendment to planning approval C/2013/0260/F. Change in hub height from 30m to 40m and change in rotor diameter from 30m to 34m. | Lands 455m North West of 15 Mullan Road Kilrea | 290618 | 415400 | Approved | 2016/17 | 2016-06-14 |  |  | Approved
LA02/2016/0015/F | 2016-01-06 | Mid and East Antrim | Single wind turbine | Erection of a wind turbine (amendment of permission G/2010/0594/F from a northwind turbine to a 100KW C&F turbine including a reduction of the hub height from 37m to 35m and increasing the rotor diameter from 21m to 25.4m - combined height of 47.7m) | 220m N of 14 Elginny Road Broughshane Co. Antrim | 315829 | 410094 | Approved | 2015/16 | 2016-03-14 |  |  | Approved
LA02/2016/0036/F | 2016-01-15 | Mid and East Antrim | Single wind turbine | Amendment to permission G/2010/0346/F for a 100kw C&F wind turbine involving an increase in the hub height from 32m to 35m and extension of the rotor diameter from 21m to 25.4m (combined height of 47.7m) | Approximately 200m north east of 31 Tullygrawley Road Cullybackey Ballymena | 307698 | 407060 | Approved | 2015/16 | 2016-03-23 |  |  | Approved
LA01/2016/0146/F | 2016-02-03 | Causeway Coast and Glens | Single wind turbine | A single 250kw wind turbine with a tower height of 40m and a blade length of 19.5m | Approx 340m North West of 16 Mayoghill Road Garvagh | 287428 | 417709 | Withdrawn | 2016/17 | 2016-05-16 |  |  | Withdrawn
LA06/2016/0099/F | 2016-02-03 | Ards and North Down | Single wind turbine | A single 250kw wind turbine with a tower height of 40m and a blade length of 14.5m (Reduced blade length and additional information received. | Approx 439m North West of 39 Springmount Road Ballygowan BT23 6NF | 341004 | 364244 | Withdrawn | 2016/17 | 2016-08-18 |  |  | Withdrawn
LA07/2016/0167/F | 2016-02-03 | Newry, Mourne and Down | Single wind turbine | Single 250kv wind turbine with a tower height 30m and a blade length of 17m | Approx 495m NE 35 Carrick Road Warrenpoint Newry BT34 3QR | 315836 | 323617 | Withdrawn | 2016/17 | 2017-03-09 |  |  | Withdrawn
LA07/2016/0168/F | 2016-02-03 | Newry, Mourne and Down | Single wind turbine | A single 250kw wind turbine with a tower height of 30m and a blade length of 17m | Approx. 443m west of 10 Beechview Road Ballywillin Crossgar BT30 9DS | 347371 | 353707 | Approved | 2016/17 | 2016-11-04 |  |  | Approved
LA08/2016/0149/F | 2016-02-03 | Armagh, Banbridge and Craigavon | Single wind turbine | A single 250kw wind turbine with a tower height of 40m and a blade length of 19.5m | Approximately 406 metres South East of 18 Ballynaleck Lane Poyntzpass BT35 6RE | 303531 | 338045 | Withdrawn | 2016/17 | 2017-02-15 |  |  | Withdrawn
LA10/2016/0097/F | 2016-02-03 | Fermanagh and Omagh | Single wind turbine | A single 250kw wind turbine with a tower height of 30m and a blade length of 17m | Approx 536m South of 79 Camcosy Road Omagh | 259442 | 386046 | Withdrawn | 2016/17 | 2016-08-15 |  |  | Withdrawn
LA10/2016/0101/F | 2016-02-03 | Fermanagh and Omagh | Single wind turbine | A single 250Kw wind turbine with a tower height of 50m to hub and a blade length of 22m | Approx 546m South East of 11 Knockinny Road Derrylin. BT92 9JS (turbine in Aghnacloy townland) | 227040 | 329610 | Withdrawn | 2016/17 | 2016-07-29 |  |  | Withdrawn
LA09/2016/0131/F | 2016-02-04 | Mid Ulster | Single wind turbine | A single 250kw wind turbine with a tower height of 50m and a blade length of 19.5m | Approx 206m SW of 11 Gortavale Road Dungannon | 275011 | 370396 | Approved | 2016/17 | 2016-06-10 |  |  | Approved
LA03/2016/0135/F | 2016-02-10 | Antrim and Newtownabbey | Solar farm | Construction and operation of a solar farm with a total generating capacity of 25MW. Development comprises photovoltaic panels, mounting frames, 1no substation, 20no inverter stations, 12no CCTV cameras (3m high) and ancillary construction works including perimeter fencing (2.4m high), internal service tracks and 2no temp construction compound | Lands extending north and south of the M2 Motorway approx. 950m east of Dunsilly roundabout. Lands at the north begin approx. 80m south of 102 Steeple Road extending to approx. 370m east of 16 Kilgavanagh Road at the lands most westerly extremities. Lands to the south of the motorway fringe the northern and western boundary of 82 Steeple Road extending southwards to approx. 290m north of 58 Niblock Road Antrim. | 315184 | 390037 | Refused | 2016/17 | 2016-12-16 |  |  | Refused
LA11/2016/0146/F | 2016-02-11 | Derry and Strabane | Single wind turbine | Proposed 150kw wind turbine with a rotor diameter of 24m and tower height of 34.5m (re-submission of A/2014/0290/F with a reduction of Turbine height and blade length) | 250m North East of 16 Eden Road Park | 259970 | 402531 | Approved | 2016/17 | 2016-11-14 |  |  | Approved
LA01/2016/0213/F | 2016-02-15 | Causeway Coast and Glens | Single wind turbine | Amendment of Planning Approval D/2014/0066/F to a V52 250KW Wind Turbine including change of tip height to 76M compared to approved tip height of 69.5M | Lands 335m South West of 23 Bridge Road Dunloy | 300742 | 418666 | Approved | 2016/17 | 2016-09-06 |  |  | Approved
LA09/2016/0186/F | 2016-02-15 | Mid Ulster | Single wind turbine | Amendment of Planning Approval H/2013/0088/F to a V52 wind turbine with a 40m high tower and blade span of 26m (proposed tip height of 66m compared to approved tip height of 61m) | Lands approximately 710m North of no.31 Gortinure Road Maghera | 284324 | 405408 | Approved | 2016/17 | 2016-07-28 |  |  | Approved
LA09/2016/0232/F | 2016-02-18 | Strategic Planning Division | Wind farm | Erection of a windfarm development comprising 11 (3 blade) wind turbines, each up to a maximum of 149.9m tip height, with a total installed capacity of up to 36.3MW, a newly created site entrance, access tracks, crane hardstandings, control building and substation compound, electricity transformers, underground cabling, a number of off-site areas of widening to the public road and all other associated ancillary development. During construction there would be a number of temporary works including a construction compound with car parking, an enabling works compound, temporary parts of crane hardstandings, welfare facilities and 3 temporary guyed lattice type meteorological masts | Lands approximately 3Km west of Swatragh accessed off the Corlacky Road in the Townlands of Corlacky Knockoneill Half Gayne and Tirkane Co Derry/Londonderry. | 281920 | 407543 | Approved | 2020/21 | 2021-03-16 |  |  | Approved
LA09/2016/0241/F | 2016-02-23 | Mid Ulster | Wind farm | Amendments to consented Brockaghboy 2 wind farm (H/2014/0241/F) turbine hub height and blade length to facilitate the following: *Increase in blade length from consented 46.5m to maximum of 52.5m; *Decrease in hub height from consented 80m to a maximum of 75m; *Retention of consented overall turbine blade tip height of 125m | Land approximately 1.76km south of Dowlins Bridge Drumbane Road Garvagh Coleraine Co Londonderry | 281739 | 409479 | Withdrawn | 2016/17 | 2016-05-13 |  |  | Withdrawn
LA09/2016/0277/F | 2016-02-29 | Mid Ulster | Single wind turbine | Amendments to previous approval I/2010/0539/F, to reduce 250kw wind turbine tower height from 50m to 40m and increase blade length from 13.5m to 22m and provision of associated switchroom | Approx 230m SW of 15 Tullyboy Road Cookstown | 283433 | 379915 | Approved | 2016/17 | 2016-12-13 |  |  | Approved
LA11/2016/0225/F | 2016-03-03 | Derry and Strabane | Single wind turbine | Proposed site for 1 No. 250KW wind turbine with 40M hub height and 30M rotor blade diameter | Lands off Brockagh Road Eglinton Co Derry (Lands 650M South West of Brockagh Road and Highmoor Road junction Brockagh Co Derry) | 253868 | 415291 | Withdrawn | 2017/18 | 2017-08-09 |  |  | Withdrawn
LA03/2016/0214/F | 2016-03-04 | Antrim and Newtownabbey | Single wind turbine | Proposed wind turbine with max hub height of 40m and max blade length of 26m to generate electricity for on site use or export to the grid, with associated access lane and switch control room (amended proposal) | Approx 430m North East of no 60 Ballyutoag Road Belfast | 328560 | 379047 | Approved | 2018/19 | 2018-08-20 |  |  | Approved
LA01/2016/0314/F | 2016-03-09 | Causeway Coast and Glens | Wind farm | Amendment to the consented Brockaghboy Windfarm ( C/2007/1186/F ) Turbine Hub Height and Blade Length to facilitate the following Increase in blade length from consented 46.5m to maximum of 52.5m; Decrease in hub height from consented 80m to a maximum of 75m; Retention of consented overall turbine blade tip height of 125m. | Land approximately 750m South East of Dowlins Bridge Drumbane Road Garvagh. | 280898 | 411303 | Withdrawn | 2016/17 | 2016-05-13 |  |  | Withdrawn
LA01/2016/0315/F | 2016-03-09 | Causeway Coast and Glens | Wind farm | Amendments to consented Brockaghboy No 2 Wind farm (H/2014/0241/F) turbine hub height and blade length to facilitate the following; Increase in blade length from consented 46.5m to maximum of 52.5m; Decrease in hub height from consented 80m to a maximum of 75m; Retention of consented overall turbine blade tip height of 125m | Land approx. 1.76km south of Dowlins Bridge Drumbane Road Garvagh | 282260 | 410478 | Withdrawn | 2016/17 | 2016-05-13 |  |  | Withdrawn
LA01/2016/0332/F | 2016-03-15 | Causeway Coast and Glens | Single wind turbine | Proposed erection of wind turbine with 40m hub height and 54m rotor diameter | 225m SSW of 14 Glenhead Road Limavady | 263357 | 421243 | Withdrawn | 2016/17 | 2016-10-11 |  |  | Withdrawn
LA02/2016/0227/F | 2016-03-24 | Mid and East Antrim | Single wind turbine | Erection of wind turbine (amendment to previous planning approval G/2012/0171/F to increase tower height by 13m to 53m) | 337m north west of 14 Loughloughan Road Broughshane | 317854 | 408769 | Approved | 2016/17 | 2016-07-28 |  |  | Approved
LA06/2016/0277/F | 2016-03-24 | Ards and North Down | Single wind turbine | Application for a single wind turbine development with a hub height of 53m and a blade length of 22m (Amendment to approved application Ref: X/2014/0148/F) | Approx 384m east of 3 Kilbright Road Carrowdore Newtownards Co. Down BT22 2HG | 360694 | 372240 | Withdrawn | 2016/17 | 2016-09-16 |  |  | Withdrawn
LA08/2016/0374/F | 2016-03-24 | Armagh, Banbridge and Craigavon | Single wind turbine | Application to amend planning approval o/2014/0298/F to increase blade length by 6.5m | Approximately 240 metres North of 18b Derryraine Road Armagh Co. Armagh BT60 1NZ | 290331 | 343467 | Approved | 2016/17 | 2016-09-29 |  |  | Approved
LA08/2016/0388/F | 2016-03-30 | Armagh, Banbridge and Craigavon | Solar farm | Proposed solar farm with a generating capacity of 1MW. Development comprises photovoltaic panels, mounting frames, 1 on site substation, 1 onsite inverter station, 5 no inward facing CCTV cameras, perimeter security fencing, internal service tracks and 1 temporary construction compound | Lands adjacent to and south east of no.63 Drumcairn Road Armagh | 286833 | 347260 | Approved | 2016/17 | 2017-02-01 |  |  | Approved
LA06/2016/0293/F | 2016-03-31 | Ards and North Down | Single wind turbine | Application for a single wind turbine development with a hub height of 53m and a blade length of 19.5m (Amendment to approved application ref: X/2014/0425/F) | Approx 274m SE of 50 Ballyeasborough Road Kircubbin Co.Down BT22 1AB | 363827 | 359557 | Approved | 2016/17 | 2016-12-09 |  |  | Approved
LA07/2016/0414/F | 2016-03-31 | Newry, Mourne and Down | Single wind turbine | Application to amend planning approval LA07/2015/0372/F for a single wind turbine to increase hub height by 13m (Hub height now 53m) | Approx 222m North West of 155 Crossgar Road Saintfield Co Down BT24 7JJ | 342624 | 355254 | Withdrawn | 2016/17 | 2016-09-16 |  |  | Withdrawn
LA10/2016/0337/F | 2016-04-07 | Fermanagh and Omagh | Single wind turbine | Proposed amendments to previous approval L/2012/0107/F to increase 250 Kw wind turbine tower height from 30m to 40m and increase blade length from 15m to 22m and use an alternative existing access to Edenamohill Road. | Approximately 414m North west of 126 Edenamohill Road Ederney (turbine in Bracklin townland) | 224684 | 366888 | Approved | 2016/17 | 2016-09-22 |  |  | Approved
LA09/2016/0477/F | 2016-04-08 | Mid Ulster | Single wind turbine | Wind turbine with hub height of 35 metres and blade radius of 27 metres (Revised turbine hub height, blade radius and position within site from that permitted under H/2013/0138/F) | Approximately 640m North West of junction of Drumard Road and Cullion Road (Accessing onto Drumard Road) Draperstown | 279088 | 390042 | Approved | 2018/19 | 2018-06-07 |  |  | Approved
LA09/2016/0492/F | 2016-04-08 | Mid Ulster | Single wind turbine | Wind Turbine with hub height of 41 m and blade radius of 27 m (Revised turbine blade radius and position within site from that permitted under H/2013/0139/F) | Approximately 850 m north west of junction of Drumard Road and Cullion Road (accessing onto Drumard Road) Draperstown | 278920 | 390224 | Approved | 2018/19 | 2018-06-07 |  |  | Approved
LA09/2016/0502/F | 2016-04-08 | Mid Ulster | Single wind turbine | Wind Turbine with Hub Height of 41m and Blade Radius of 27m (Revised turbine blade radius and position within site from that permitted under H/2013/0137/F) | Approx 960m NW of Junction of Drumard Road and Cullion Road (accessing onto Drumard Road) Draperstown | 278716 | 390261 | Approved | 2018/19 | 2018-06-07 |  |  | Approved
LA10/2016/0385/F | 2016-04-15 | Fermanagh and Omagh | Single wind turbine | Amendment to planning approval L/2012/0232/F. Change in rotor diameter from 30m to 34m. (250KW Wind Turbine | Lands 1KM North West of Coolaness House Kesh Road Irvinestown | 221452 | 360805 | Approved | 2016/17 | 2016-10-04 |  |  | Approved
LA07/2016/0530/F | 2016-04-21 | Newry, Mourne and Down | Single wind turbine | Amendment to planning approval P/2012/0567/F change in rotor diameter from 30m to 34m | Lands 203m North of 23 Kilrea Road Knockduff Jerrettspass Newry BT35 6LT | 304755 | 333886 | Approved | 2016/17 | 2016-09-30 |  |  | Approved
LA10/2016/0401/F | 2016-04-21 | Fermanagh and Omagh | Single wind turbine | Proposed wind turbine with maximum output 250Kw,tower height 46m and maximum rotor diameter of 31m to generate electricity for either farm use or export to the grid. | Approximately 250m South West of 33 Enniskillen Road Derrynanny Irvinestown. | 223832 | 355355 | Approved | 2016/17 | 2016-11-17 |  |  | Approved
LA10/2016/0402/F | 2016-04-21 | Fermanagh and Omagh | Single wind turbine | Amendment to existing wind turbine planning approval L/2014/0481. Change in rotor diameter from 39m to 44m | Lands 574m South East of 233 Coa Road Cooltrain Ballinamallard Enniskillen | 228704 | 348849 | Approved | 2016/17 | 2016-10-05 |  |  | Approved
LA05/2016/0410/F | 2016-04-26 | Lisburn and Castlereagh | Single wind turbine | Application to amend planning approval S/2011/0589/F to reduce turbine height from 40m to 30m and reduce rotor diameter from 30m to 27m m to tip height | Approx. 510m North East of 46 Stoneyford Road Lisburn BT28 3RG | 324060 | 369609 | Approved | 2016/17 | 2016-09-14 |  |  | Approved
LA05/2016/0417/F | 2016-04-27 | Lisburn and Castlereagh | Single wind turbine | Proposed single wind turbine with a hub height of 40metres and a rotor diameter of 30 metres and associated site works | Lands 290 metres north of 16 Fort Road Dundrod | 320703 | 373600 | Approved | 2016/17 | 2017-03-16 |  |  | Approved
LA07/2016/0606/F | 2016-05-06 | Newry, Mourne and Down | Single wind turbine | Replacement of existing turbine approved under R/2012/0330/F with a Vestas V52 measuring 40m to hub with 26m blade length. Output not to exceed 250kw. | 320m NE of 45 Church Road Rademon Crossgar Downpatrick BT30 9HR | 343892 | 351465 | Approved | 2016/17 | 2016-10-28 |  |  | Approved
LA07/2016/0722/F | 2016-06-02 | Newry, Mourne and Down | Single wind turbine | Retrospective application for planning approval Q/2010/0592/F which was granted for for the Installation of 150 kv 24 metres high wind turbine. Minor amendment to location | Approx 100m NNE of 74 Castlewellan Road Dromara BT25 2JN | 330521 | 348995 | Withdrawn | 2016/17 | 2017-01-23 |  |  | Withdrawn
LA10/2016/0608/F | 2016-06-10 | Fermanagh and Omagh | Single wind turbine | A 250kw wind turbine with associated site works | 230m North of 35 Mullydoo Road Greencastle | 261152 | 383364 | Withdrawn | 2016/17 | 2017-01-18 |  |  | Withdrawn
LA10/2016/0710/F | 2016-07-05 | Fermanagh and Omagh | Single wind turbine | Substitution of existing wind turbine approved in application number K/2010/0394/F from 225kw on 30m tower to 250kw turbine on 50m tower (from ground level to hub) | 230m NE of 47 Culvacullion Road Gortin | 249438 | 387307 | Approved | 2016/17 | 2017-01-24 |  |  | Approved
LA11/2016/0597/F | 2016-07-05 | Derry and Strabane | Single wind turbine | Amendments to existing 250kw wind turbine to increase tower height from 31m to 44m and to increase blade length from 14.5m to 19.5m | Approximately 125m North of 41 Bunderg Road Strabane | 237863 | 387995 | Refused | 2018/19 | 2018-11-30 |  |  | Refused
LA06/2016/0721/F | 2016-07-14 | Ards and North Down | Single wind turbine | Proposed 250kw single wind turbine with hub height of 40m and a rotor diameter of 30m and associated site works. | Lands approximately 195m north-east of 32A Ballyblack Road Newtownards | 354976 | 373544 | Approved | 2017/18 | 2017-06-01 |  |  | Approved
LA01/2016/0938/F | 2016-08-08 | Causeway Coast and Glens | Single wind turbine | Proposed 3.5kw wind turbine. Turbine not being connected to grid but used for water and space heating, reducing power intake from the grid and incorporating into the existing energy saving measures already in use at no. 15 Friary Road. | 80m North West of 15 Friary Road Ballymoney. | 307133 | 428275 | Approved | 2016/17 | 2017-03-27 |  |  | Approved
LA11/2016/0721/F | 2016-08-18 | Derry and Strabane | Single wind turbine | Proposed 225kW wind turbine comprising of a V27 model with a 30M hub height and a 27M rotor diameter | Approximately 490 Metres South East of No.63 Curlyhill Road Strabane | 236741 | 398203 | Approved | 2017/18 | 2018-01-15 |  |  | Approved
LA11/2016/0735/F | 2016-08-22 | Derry and Strabane | Single wind turbine | Single wind turbine with a 50m hub height and 27m blade length (250Kw), including 2 No electricity cabinets and associated access in substitution of wind turbine approval A/2013/0352/F (32.3M hub height and 16m blade length) (Amended description of proposal) | Lands 350m East of 62 Rushall Road Ardmore Londonderry | 244616 | 411111 | Approved | 2017/18 | 2017-05-19 |  |  | Approved
LA03/2016/0797/F | 2016-09-02 | Antrim and Newtownabbey | Single wind turbine | Proposed replacement of existing Vestas V52-850kw wind turbine (hub height 44m, rotor diameter 52m) with Enercon E-53 (800kw) wind turbine (hub height 50m, rotor diameter 53m). | Approx 200m NW of 44 Connaught Road Randalstown BT41 2NX | 309773 | 392788 | Approved | 2017/18 | 2017-09-25 |  |  | Approved
LA07/2016/1293/F | 2016-09-08 | Newry, Mourne and Down | Single wind turbine | Erection of a 6kw wind turbine | 150m east of 16 Edenappa Road Jonesborough Newry | 306765 | 316187 | Withdrawn | 2016/17 | 2016-10-07 |  |  | Withdrawn
LA08/2016/1250/F | 2016-09-21 | Armagh, Banbridge and Craigavon | Single wind turbine | Proposed site for wind turbine with 30m hub height, associated access and 2no. electricity cabinets | 330 metres north east of 194 Gilford Road Lurgan | 308551 | 355744 | Withdrawn | 2019/20 | 2019-12-16 |  |  | Withdrawn
LA11/2016/0893/F | 2016-09-28 | Derry and Strabane | Single wind turbine | Substitution of existing wind turbine approved in application no. J/2011/0367/F from 250kw turbine on a 30 Metre tower to 250kw turbine on a 50 Metre tower (from ground level to hub) | Approx. 900M NE of 46 Ballymullarty Road Newtownstewart | 240382 | 390721 | Withdrawn | 2017/18 | 2017-04-13 |  |  | Withdrawn
LA01/2016/1344/F | 2016-11-04 | Causeway Coast and Glens | Single wind turbine | Proposed upgrade of existing Micon 250kw wind turbine with 36m Hub Height and 30m rotor diameter to an EWT DW54 with 40m Hub Height and 54m diameter. | 280m South West of 29 Drumbare Road Cloughmills. | 306452 | 417177 | Approved | 2017/18 | 2017-09-06 |  |  | Approved
LA03/2016/1092/F | 2016-12-02 | Antrim and Newtownabbey | Single wind turbine | Proposed wind turbine - Endurance E3120, 50KW, 25m Tower, rotor diameter 19m (renewal of U/2011/0278/F) | 250m South East of 61 Carrickfergus Road Ballynure Ballyclare BT39 9QJ | 333660 | 393069 | Withdrawn | 2016/17 | 2017-03-23 |  |  | Withdrawn
LA09/2016/1786/F | 2016-12-20 | Mid Ulster | Single wind turbine | Erection of a 225kw Wind Turbine with a tower height of 31m to serve farm building and business (renewal of approval H/2011/0123/F) | Approx 950m NW of Seefin Hill Road and Ranaghan Road Junction Maghera | 281452 | 402904 | Approved | 2016/17 | 2017-03-15 |  |  | Approved
LA01/2017/0016/F | 2016-12-29 | Causeway Coast and Glens | Single wind turbine | Proposed replacement of an existing Vesta V27 wind turbine (with 30m hub height and 27m blade diameter) with a Vesta V52 wind turbine( with 40m hub height and 52m blade diameter.) | 500m North West of 15 Gruig Lane Cloughmills Ballymena. | 310161 | 419872 | Approved | 2019/20 | 2020-03-24 |  |  | Approved
LA01/2017/0082/F | 2016-12-29 | Causeway Coast and Glens | Single wind turbine | Proposed replacement of an approved ACSA A27 wind turbine ( with 30m hub height and 27m blade diameter ) with a Vesta V52 250kw wind turbine ( with 40m hub height and 42m blade diameter). | 530m South West of 10 Magheraboy Road Portrush. | 286471 | 438002 | Approved | 2017/18 | 2018-03-30 |  |  | Approved
LA11/2017/0086/F | 2016-12-30 | Derry and Strabane | Solar farm | The proposed development comprises a 3MW solar farm comprising photovoltaic cells mounted on racks and connected on-site by underground electrical cables; an underground cable connecting the proposed development to the electricity supply grid via an existing substation on the Curryfree wind farm site; ancillary infrastructure including; a substation; an inverter cabin (housing inverters and transformers), dedicated site entrances and access track, boundary fencing and landscaping, and ancillary site development | The proposed solar farm is wholly located in the Townland of Curryfree Co Londonderry; and the grid connection is located in the townlands of Curryfree Lisdillon and Creevedonnell Co. Londonderry and Taboe Glebe Co Tyrone | 243854 | 408636 | Approved | 2018/19 | 2018-11-26 |  |  | Approved
LA11/2017/0089/F | 2016-12-30 | Derry and Strabane | Solar farm | The proposed development comprises a 4.1MW solar farm comprising photovoltaic cells mounted on racks and connected on-site y underground electrical cables; an underground cable connecting the proposed development to the electricity supply grid via an existing substation on the Carrickatane windfarm site; ancillary infrastructure including: a substation ; an inverter cabin (housing inverters and transformers), dedicated site entrances and access track, boundary fencing and landscaping, and ancillary site development works. | The proposed solar farm is wholly located in the Townland of Carrickatane Co. Tyrone; and the grid connection is located in the townlands of Carrickatane in Co. Tyrone; and Killymallaght in Londonderry | 243782 | 406811 | Approved | 2018/19 | 2018-11-26 |  |  | Approved
LA11/2017/0130/F | 2017-01-18 | Derry and Strabane | Single wind turbine | Proposed retention of 225Kw wind turbine as installed, Located Approximately 380M North West of 35 Garvetagh Road, Garvetagh, Castlederg with a 30M tower and 29M Rotor Diameter and associated switch room in substitution of previous approval J/2011/0358 for a 250Kw wind turbine with 30M tower and 30M Rotor Diameter located Approx 825M South West of 32 Silverhill Road, Garvetagh, Castlederg | Approximately 380M North West of 35 Garvetagh Road Garvetagh Castlederg accessing onto Silverhill Road Garvetagh Castlederg | 226373 | 381313 | Approved | 2017/18 | 2017-12-07 |  |  | Approved
LA03/2017/0083/F | 2017-01-23 | Antrim and Newtownabbey | Wind farm | Proposed erection of two wind turbines, hub height 44m, blade radius 26m, 850KW power output per turbine, base to tip of blade height 70m, construction of temporary access tracks, underground cabling and associated site works. (Renewal of planning approval T/2008/0358/F) | Approx 130m north west of 44 Connaught Road Randalstown BT41 2NX | 309783 | 392984 | Withdrawn | 2016/17 | 2017-02-15 |  |  | Withdrawn
LA09/2017/0129/F | 2017-01-27 | Mid Ulster | Single wind turbine | Amendment to wind turbine approved under permission H/2014/0082/F to increase tower hub height to 53m and rotor diameter to 44.2m | 310m NE of 22 Newferry Road Bellaghy | 298506 | 398632 | Approved | 2017/18 | 2017-06-02 |  |  | Approved
LA01/2017/0212/F | 2017-02-17 | Causeway Coast and Glens | Single wind turbine | Proposed replacement Wind Turbine with new EWT Wind Turbine up to 250Kw, with a hub height of 40 metres and a height of 54 metres to tip of blade. | 106m West of 37 Stroan Road Dervock Ballymoney | 297446 | 430272 | Withdrawn | 2017/18 | 2017-10-11 |  |  | Withdrawn
LA09/2017/0272/F | 2017-02-17 | Mid Ulster | Single wind turbine | A single wind turbine of up to 2.3 megawatt power output with a maximum overall base blade to tip height of 92.5 metres. Ancillary developments will comprise turbine transformer; turbine hardstand, site entrance with sight line provision; 1 no. electrical control kiosk, construction of new access track; communications antenna; underground electrical cables and communication lines connecting wind turbine to electrical control kiosk; on-site drainage works; temporary site compound; and all ancillary and associated works at Beltonanean Mountain (renewal of I/2010/0211/F) | Beltonanean Mountain Beltonanean TD Cookstown Co. Tyrone. | 271790 | 382524 | Refused | 2017/18 | 2017-10-04 |  |  | Refused
LA02/2017/0296/F | 2017-03-14 | Mid and East Antrim | Single wind turbine | Erection of a Wind Turbine 'Bonus 150' Hub Height 22.5M overall height 31.25m. | 63m west of 45 Deerpark Road Glenarm BT44 ODW | 328898 | 408360 | Approved | 2017/18 | 2018-01-09 |  |  | Approved
LA02/2017/0283/F | 2017-03-20 | Mid and East Antrim | Single wind turbine | Retrospective Amendment to the Proposed Description of Planning Approval F/2012/0259/F and its connecting amendment F/2013/0215/F; from the stated "225kw" to "250kw" for a single wind turbine with a 40m tower and 19.5 blade | Approx 180 m South West of 64 Castletown Road Ballynure | 334479 | 395126 | Approved | 2017/18 | 2017-06-29 |  |  | Approved
LA09/2017/0429/F | 2017-03-24 | Mid Ulster | Single wind turbine | Proposed renewal of previous approval H/2012/0010/F erection of a wind turbine with a 40m hub height with a maximum output not exceeding 250Kw (to serve for and export to the grid) | Adjacent to (55m South West ) of 3 Mulnavoo Road Draperstown | 278220 | 396468 | Approved | 2018/19 | 2019-02-07 |  |  | Approved
LA08/2017/0556/F | 2017-04-14 | Armagh, Banbridge and Craigavon | Single wind turbine | Erection of a single wind turbine with a base height of 30 metres and maximum power output of 250 kw and associated electricity switchroom | Approximately 280 metres north of 62 Carnavanaghan Road Armagh BT60 2BS | 291160 | 339697 | Approved | 2018/19 | 2019-01-09 |  |  | Approved
LA02/2017/0505/F | 2017-06-02 | Mid and East Antrim | Single wind turbine | Upgrade from 250kw wind turbine with 40m hub height and 31m rotor diameter to 250kw wind turbine with 50m hub height and 47m rotor diameter (amended proposal) | 250m north east of 135 Lisnahunshin Road Portglenone | 301699 | 406727 | Approved | 2018/19 | 2018-09-05 |  |  | Approved
LA10/2017/0642/F | 2017-06-09 | Fermanagh and Omagh | Wind farm | Engineering works to 6 turbines approved under planning application ref K/2006/1678/F (Windfarm) at Bessy Bell 2 windfarm. The proposed works will see the pouring of additional concrete at all existing bases that will widen the foundations to 15m in diameter and deepen the foundations to a depth of 1.86m below ground level. This will result in a 2.1m high concrete collar being wrapped around the circumference of the existing turbines. | Existing Bessy Bell 2 windfarm Turbines T1 - T6 in the townland of Beltany Bessy Bell Mountain Omagh | 240130 | 381470 | Approved | 2017/18 | 2017-11-10 |  |  | Approved
LA07/2017/0912/F | 2017-06-13 | Newry, Mourne and Down | Single wind turbine | Increase of hub height of turbine approved under LA07/2016/0606/F from 40m to 50m. Output not to exceed 250KW | 320m NE of 45 Church Road Rademon Crossgar Downpatrick BT30 9HR | 343893 | 351475 | Approved | 2017/18 | 2018-02-09 |  |  | Approved
LA02/2017/0594/F | 2017-06-23 | Strategic Planning Division | Wind farm | Construction of a wind farm comprising 7 no. wind turbines (tip height not exceeding 125 metres), an electrical substation/control building, construction of internal access tracks and new access upgrade out onto the Kilnacolpagh Road and new access out onto Lough Road, temporary construction compound, formation of passing bays on Lisles Hill Road, Kilnacolpagh Road and Lough Road, junction improvements at A8/A36 roundabout junction, A8 Millbrook roundabout, Road bend on the A36 near Larne, motorway off slip at Broughshane (A42) junction 11, and Raceview Road, Lisles Hill Road, Lough Road and Kilnacolpagh Road and all associated ancillary works. | Lands 560 metres east of 87 Carnalbanagh Road to 770 metres north west of 43 Carnalbanagh Road including access out onto Kilnacolpagh and Lough Road in the townlands of Carnalbanagh Kilnacolpagh and Buckna 9.5 kilometres east of Broughshane | 325624 | 408362 |  |  |  | 1 | 12 months and over | Pending
LA10/2017/0730/F | 2017-07-07 | Fermanagh and Omagh | Single wind turbine | Substitute existing Vesta V27, 31m hub height turbine as approved under K/2010/0641/F for EWT wind turbine with 50m hub height and 54m rotor diameter | Approx 200m South of 71 Bernisk Road Sixmilecross BT79 9ED | 260862 | 367579 | Approved | 2017/18 | 2017-10-24 |  |  | Approved
LA10/2017/0772/F | 2017-07-24 | Fermanagh and Omagh | Single wind turbine | Proposed replacement of wind turbine for that approved under K/2011/0069/F (wind turbine) to a 40m high wind turbine with 19.5m blades | Approx. 300m SW of 102 Killyliss Road Tonnagh-more Fintona | 239867 | 359853 | Approved | 2017/18 | 2017-11-13 |  |  | Approved
LA01/2017/1124/F | 2017-08-03 | Causeway Coast and Glens | Wind farm | Proposed amendment to the overall tip height of the consented Craiggore Wind Farm (B/2012/0268/F) to 140m; with blade lengths up to 46m and hub height up to 95m. No other amendments are proposed to the already consented wind farm | Craiggore Wind Farm in the townlands of Moneyguiggy and Craiggore Forest Belraugh Road Garvagh | 276688 | 416950 | Approved | 2018/19 | 2018-07-04 |  |  | Approved
LA02/2017/0715/F | 2017-08-04 | Mid and East Antrim | Single wind turbine | Proposed replacement of existing operating turbine with a V39 250kw turbine comprising of a tower height of 30m and rotor diameter of 39m (amended proposal) | Approximately 402 metres north east of 45 Dickeystown Road Glenarm Ballymena | 333113 | 413881 | Refused | 2018/19 | 2018-08-22 |  |  | Refused
LA03/2017/0779/F | 2017-08-14 | Antrim and Newtownabbey | Solar farm | Proposed electrical sub-station and associated buildings and compound ancillary to previously approved solar farm | Lands approx. 1330m South of 99 Dublin Road Antrim BT41 4PN | 313793 | 382737 | Approved | 2017/18 | 2017-10-04 |  |  | Approved
LA10/2017/0914/F | 2017-08-29 | Fermanagh and Omagh | Single wind turbine | A single 250kw wind turbine with tower height of 50m (Renewal of K/2012/0148/F) | Approx 420m South of 27 Barnaghs Road Inishative Omagh | 265595 | 367402 | Approved | 2017/18 | 2018-01-17 |  |  | Approved
LA08/2017/1330/F | 2017-09-28 | Armagh, Banbridge and Craigavon | Single wind turbine | Replacement of the existing V27 wind turbine (hub height 31.5M and 45M to blade tip as approved in application O/2010/0843/F)with a wind turbine (output up to 250KW) hub height 50.0M and blade tip height of 76.0M - and all associated ancillary works. | 815m north west of No 19 Tullyherron Road Corrinure Markethill Co Armagh BT60 2UF | 298481 | 333237 | Approved | 2020/21 | 2020-08-26 |  |  | Approved
LA10/2017/1118/F | 2017-10-24 | Fermanagh and Omagh | Single wind turbine | 1 No Wind turbine with 50m hub height and 47m rotor diameter | 50m South of 72 Ballyconnell Road Derrylea Derrylin BT92 9DS | 228147 | 325411 | Refused | 2017/18 | 2018-02-02 |  |  | Refused
LA10/2017/1194/F | 2017-11-13 | Fermanagh and Omagh | Single wind turbine | Renewal of approval L/2012/0562/F for 1 No 225Kw wind turbine with 40m hub height and 29m rotor diameter | 428m North East of 333 Dernawilt Road Kilturk North Lisnaskea BT92 5DZ | 241354 | 331347 | Withdrawn | 2017/18 | 2018-02-20 |  |  | Withdrawn
LA10/2017/1196/F | 2017-11-13 | Fermanagh and Omagh | Single wind turbine | Renewal of planning approval L/2012/0563/F for 225 Kw wind turbine with 40m hub height and 29m rotor diameter | 412m North West of 333 Dernawilt Road Kilturk North Lisnaskea BT92 5DZ | 241143 | 331324 | Withdrawn | 2017/18 | 2018-02-20 |  |  | Withdrawn
LA07/2017/1779/F | 2017-11-22 | Newry, Mourne and Down | Single wind turbine | Amendment to planning approval LA07/2015/0782/F. Change from Vestas 27 225kw wind turbine with rotor diameter of 27m to Vestas 52 250kw with rotor diameter of 52m. (Amended Proposal Description) | Lands Approx. 370m North East Of 32 Ballykilbeg Road, Downpatrick | 346015 | 340918 | Approved | 2022/23 | 2022-05-13 |  |  | Approved
LA11/2017/1061/F | 2017-11-22 | Derry and Strabane | Single wind turbine | Retention of installed Micon 530 Wind Turbine (250kw 30m hub) and retention of alternate installed access lane both in substitution of that previously approved under J/2014/0011/F to support Engineering Business. | 218m SSW of 109 Lettercarn Road Castlederg Co Tyrone BT81 7RA | 228703 | 379242 | Approved | 2017/18 | 2018-03-16 |  |  | Approved
LA10/2017/1253/F | 2017-11-27 | Fermanagh and Omagh | Single wind turbine | Replacement wind turbine (40m tower height, 19.5m blade length and 250KW maximum output) from approved K/2010/0457/F (wind turbine) | Approx 235m north of 16 Castleroddy Road Dunbreen Omagh | 245816 | 381550 | Approved | 2018/19 | 2018-06-11 |  |  | Approved
LA05/2017/1232/F | 2017-12-01 | Lisburn and Castlereagh | Single wind turbine | Erection of 1 no. turbine with 50m tower and 52m rotor diameter-to replace existing turbine (amended proposal description). | Lands approx. 220m north of 106 Ballinderry Road Lisburn | 318909 | 367178 | Approved | 2018/19 | 2019-02-07 |  |  | Approved
LA01/2017/1654/F | 2017-12-22 | Causeway Coast and Glens | Wind farm | Construction of a wind farm comprising 6 no. wind turbines ( maximum 149.9 metres to blade tip), an electrical substation / control building, energy storage area, construction compound, junction improvements at A8 Ballymena Road/Belfast Road/Browndod Road/Drumahoe Road roundabout, A8/ Shanes Hill Road roundabout, A36 Shanes Hill Road - bend at Starbog Road junction, A36/A44 roundabout, A44/Hillside Road junction, a new access onto the Coolkeeran Road ( 158m South of 24 Coolkeeran Road) and all associated ancillary works. | Lands approx. 615m East of 16 Coolkeeran Road Armoy in the townlands of Kilcroagh and Carrowlaverty approx. 2.5km South East of Armoy. | 309037 | 431156 | Refused | 2018/19 | 2018-11-30 |  |  | Refused
LA10/2018/0024/F | 2018-01-05 | Fermanagh and Omagh | Single wind turbine | Replacement 250kw wind turbine with increased tower height to 40m (from 30m) and blade length to 19.5m (from 13.5m) | Approximately 220m South West of 102 Killyliss Road Tonnagh-more Fintona | 239919 | 359911 | Approved | 2018/19 | 2018-07-03 |  |  | Approved
LA07/2018/0096/F | 2018-01-12 | Newry, Mourne and Down | Single wind turbine | Retention of turbine as constructed (Change in tower height from 30m to 32m and rotor diameter from 27m to 34m from previous planning approval R/2011/0420/F) (Amended description) | Lands approx. 240m south east of 46 Castlerainey Road Crossgar | 345624 | 354602 | Approved | 2018/19 | 2018-09-14 |  |  | Approved
LA01/2018/0200/F | 2018-01-26 | Causeway Coast and Glens | Wind farm | Construction of a wind farm comprising 9 No. wind turbines (maximum 149.9 meters to blade tip) and associated infrastructure including external electricity transformers, crane hardstandings, underground cabling, control building, substation compound, newly created site entrance, new and upgraded on-site access tracks, turning heads and all other associated ancillary works. During construction and commissioning there will be a number of temporary works including a construction compound with car parking, temporary parts of crane hardstanding and welfare facilities. | Lands approx 6km N E of Limavady which are located immediately to the south of Broad Road (A37) in the Town land of Gortcorbies Co Derry/Londonderry. Access is provided directly from the Broad Road where an unoccupied stone building is located. The Western site boundary is located approx 1.2km east of Keady Hill Quarry and the eastern boundary is located approx 400m S W of disused quarry on Broad Road which is adjacent to Springfield Forest. | 273911 | 425055 | Approved | 2020/21 | 2020-12-17 |  |  | Approved
LA07/2018/0233/F | 2018-01-26 | Newry, Mourne and Down | Single wind turbine | Proposed substitute of existing turbine as approved under P/2011/1066/F for a Vestas V39, Hub Height to remain at 40m. | Lands approximately 350m North West of 88 Kingsmill Road Camlough Newry | 301286 | 330875 | Approved | 2018/19 | 2018-04-16 |  |  | Approved
LA10/2018/0098/F | 2018-01-29 | Fermanagh and Omagh | Single wind turbine | Proposed substitute of existing turbine as approved under K/2011/0408/F for a vestas V47. Hub Height to remain at 46m | Lands approx. 620m North East of 18 Devesky Road Carrickmore | 263083 | 374958 | Approved | 2018/19 | 2018-08-29 |  |  | Approved
LA10/2018/0112/F | 2018-01-30 | Fermanagh and Omagh | Single wind turbine | Replacement of existing wind turbine (increasing hub from 30m to 40m and blade diameter from 33m to 47m) | Lands approx. 400m SW of 131 Loughmallon Road Carrickmore | 266018 | 372891 | Approved | 2018/19 | 2018-11-20 |  |  | Approved
LA08/2018/0175/F | 2018-02-02 | Armagh, Banbridge and Craigavon | Single wind turbine | Erection of 1 wind turbine to supplement off grid solar system. Full application, 1.6KW turbine. No mains electricity available. | 12 Brackagh Road Poyntzpass Newry BT35 6RL | 301267 | 339348 | Approved | 2018/19 | 2018-09-28 |  |  | Approved
LA11/2018/0130/F | 2018-02-08 | Derry and Strabane | Single wind turbine | Replacement and relocation of wind turbine approved under J/2012/0038/F including an increase in rotor diameter from 26m to 44m and change of hub height from 30m to 40m | 660m north west of 37 Cavan Road Castlederg Co Tyrone | 223638 | 385438 | Refused | 2020/21 | 2020-07-08 |  |  | Refused
LA11/2018/0133/F | 2018-02-08 | Derry and Strabane | Single wind turbine | Replacement and relocation of wind turbine approved under J/2010/0068/F including an increase in rotor diameter from 26m to 39m and change of hub height from 30m to 40m. | 680m north west of 37 Cavan Road Castlederg Co Tyrone | 223665 | 385561 | Refused | 2020/21 | 2020-07-15 |  |  | Refused
LA01/2018/0207/F | 2018-02-16 | Causeway Coast and Glens | Single wind turbine | Retention of 'as constructed' 150 kw turbine on 31m tower (hub height of 32.5M) in substitution for 'as approved' of 150kw wind turbine with 24m hub (application number C/2014/0240/F). | 500m N W of 60 Glenmanus Road Portrush | 285007 | 438740 | Approved | 2019/20 | 2019-04-24 |  |  | Approved
LA10/2018/0249/F | 2018-02-21 | Fermanagh and Omagh | Single wind turbine | Wind Turbine - Amended turbine model to that approved under K/2012/0650/F (wind turbine) with an increase in rotor diameter to 44m. | Lands 428m South of 108 Effernan Road Trillick | 233416 | 352277 | Approved | 2018/19 | 2018-07-31 |  |  | Approved
LA02/2018/0169/F | 2018-02-27 | Mid and East Antrim | Single wind turbine | Proposed 250kw wind turbine on 50m tower to replace existing turbine approved under Ref G/2010/0762/F (amended proposal) | Approx 130m south east of 40 Carnlea Road Ballymena | 308429 | 411564 | Approved | 2018/19 | 2019-02-08 |  |  | Approved
LA06/2018/0226/F | 2018-03-02 | Ards and North Down | Single wind turbine | Proposed replacement of existing installed 250KW wind turbine approved under planning application X/2015/0029/F, with alternative 250KW wind turbine with tower height increased to maximum 40M and blade length increased to a maximum 22m | Approximately 320m North West of number 241 Bangor Road newtownards | 349490 | 376675 | Approved | 2018/19 | 2018-10-24 |  |  | Approved
LA06/2018/0234/F | 2018-03-06 | Ards and North Down | Single wind turbine | Retention of wind turbine with 32m hub and 34m rotor diameter with an output of 250kW, changed from 30m hub height and 30m rotor diameter as approved under W/2011/0549/F. | Lands approx 459m south-east of 69 Green Road Bangor. | 352048 | 377753 | Approved | 2018/19 | 2019-03-28 |  |  | Approved
LA10/2018/0319/F | 2018-03-13 | Fermanagh and Omagh | Single wind turbine | Replacement wind turbine (35m hub height and 26m rotor radius) to previous wind turbine approved under K/2013/0544/F (30m hub height and 16.7m rotor radius) | 140m NW of 62 Devesky Road Carrickmore | 263453 | 373777 | Approved | 2018/19 | 2018-10-05 |  |  | Approved
LA01/2018/0363/F | 2018-03-16 | Causeway Coast and Glens | Single wind turbine | Alternative 250kw wind turbine in replacement of existing installed 250kw wind turbine. Proposed tower height to be 36m and proposed blade diameter to be increased to 39m from original planning approval B/2010/0333/F. (Shadow Flicker Assessment received 7/7/20 and revised Noise Impact Assessment Recieved 27/7/2020) | Approx 400m north of 60 Gelvin Road Dungiven | 271208 | 414663 | Approved | 2020/21 | 2021-02-02 |  |  | Approved
LA08/2018/0446/F | 2018-04-05 | Armagh, Banbridge and Craigavon | Single wind turbine | Erection of 250 Kw wind turbine with a hub height of 50 metres and a rotor diameter of 52 Metres to replace the existing turbine on the site and in substitution of the wind turbine approved under LA08/2015/0537/F | 303 metres north west of 21 Rathconvil Road Poyntzpass | 301552 | 338092 | Approved | 2019/20 | 2019-07-10 |  |  | Approved
LA11/2018/0342/F | 2018-04-06 | Derry and Strabane | Single wind turbine | Proposed decommissioning of existing wind turbine approved under planning reference number: J/2010/0303/F and relocation of amended turbine with 52M. rotor diameter and 50M. hub height with output not exceeding 250kw | 284M. North West of 37 Laghel Road Castlederg Co. Tyrone BT817 SX | 224085 | 381895 | Approved | 2020/21 | 2020-04-22 |  |  | Approved
LA10/2018/0511/F | 2018-04-24 | Fermanagh and Omagh | Single wind turbine | Wind turbine - Amendment of wind turbine approval K/2015/0024/F (wind turbine) changing 40m hub height to 50m and 31m rotor diameter to 47m rotor diameter | 70m south of 15 Inishative Road Carrickmore | 262740 | 370002 | Approved | 2018/19 | 2019-01-24 |  |  | Approved
LA07/2018/0649/F | 2018-04-30 | Newry, Mourne and Down | Single wind turbine | Replacement of existing wind turbine approved under application P/2010/0931/F, changing 30m hub height to 40m and 27m rotor diameter to 39m rotor diameter | Lands 320m north of 7 Glen Road Drummiller Newry Co. Down | 308516 | 331440 | Approved | 2020/21 | 2020-05-29 |  |  | Approved
LA10/2018/0513/F | 2018-04-30 | Fermanagh and Omagh | Single wind turbine | Proposed alternative 250kw wind turbine in replacement of existing installed 250kw wind turbine (Approval K/2011/0040/F- wind turbine), with tower height increased to 50m from 30m and rotor radius increased to 23.5m from 15m. | Approx 420m NW of 124 Rockstown Road Carrickmore | 264202 | 373110 | Approved | 2018/19 | 2018-11-26 |  |  | Approved
LA11/2018/0480/F | 2018-05-04 | Derry and Strabane | Single wind turbine | Amendment of wind turbine planning approval J/2010/0269/F, Changing 30m hub height to 40m and 27m rotor diameter to 39m rotor diameter | Lands 110m north-east of 29 Erganagh Road Castlederg Co Tyrone. | 228450 | 386129 | Approved | 2019/20 | 2019-07-11 |  |  | Approved
LA05/2018/0479/F | 2018-05-15 | Lisburn and Castlereagh | Single wind turbine | Amendment of planning approval Y/2010/0127/F, replacing existing 3 No 80kW wind turbines on 18m towers and 25m rotor diameters with 1 No wind turbine on 40m tower and 54m rotor diameter (Additional Information) | Land 700m north of 32 Dunlady Road Dundonald Belfast | 342959 | 376223 | Approved | 2019/20 | 2020-01-14 |  |  | Approved
LA10/2018/0673/F | 2018-05-22 | Fermanagh and Omagh | Single wind turbine | Proposed erection of a 50m hub height V52 Vesta with a max output of 225KW to replace wind turbine approval K/2012/0170/F | Site 1000m east of 134 Crockanboy Road Omagh | 256444 | 385132 | Approved | 2018/19 | 2018-12-12 |  |  | Approved
LA10/2018/0763/F | 2018-06-12 | Fermanagh and Omagh | Wind farm | 3 no. 1.6MW wind turbines (60m hub height, 80m rotor diameter, 100m tip height) to replace 1 no. existing turbine (K/2013/0430/F) and substitution of 2 no. previously approved turbines (K/2013/0431/F and K/2013/0432/F) | Lands approx. 487m NE 405m NE and 569m North respectively of 190 Cloghfin Road Cloghfin Sixmilecross | 263899 | 365594 | Approved | 2019/20 | 2019-04-17 |  |  | Approved
LA11/2018/0551/F | 2018-06-13 | Derry and Strabane | Single wind turbine | Erection of turbine - Proposed substitute of existing turbine as approved under A/2011/0231/F for a Vestas V47. Hub height to be lowered from 46m to 42m, blade diameter increased from 33m to 47m. 250KW (Amended description | Lands approximately 750m north east of 567 Baranailt Road Claudy | 254697 | 409887 | Approved | 2019/20 | 2020-01-14 |  |  | Approved
LA03/2018/0575/F | 2018-06-14 | Antrim and Newtownabbey | Single wind turbine | Wind Turbine (Retrospective) (Change of turbine from previously approved under U/2012/0021/F, in order to change rotor diameter from 30m to 34m rotor diameter) | 248m North East of 36 Irish Hill Road Ballyclare | 334093 | 390730 | Approved | 2018/19 | 2019-02-06 |  |  | Approved
LA03/2018/0697/F | 2018-07-16 | Antrim and Newtownabbey | Single wind turbine | Proposed installation of a wind turbine on a tower of up to 36m height and 31m rotor diameter (51.5m to tip height) (Amended from planning approval U/2013/0231/F) | Lands 343m NW of 36 Old Carrick Road Ballyhowne Newtownabbey | 333692 | 385869 | Approved | 2018/19 | 2019-02-26 |  |  | Approved
LA10/2018/0962/F | 2018-07-20 | Fermanagh and Omagh | Single wind turbine | Replacement wind turbine 65m hub height tower and 52m rotor diameter | Lands 755m East of 40 Aghyoule Road Derrylin Co Fermanagh BT92 9AY | 226854 | 324317 | Approved | 2018/19 | 2019-01-16 |  |  | Approved
LA01/2018/0974/F | 2018-07-25 | Causeway Coast and Glens | Single wind turbine | Retention of 'as constructed' 150kw wind turbine with 31m tower (hub height of 32.5), in construction for 'as approved' 150kw wind turbine with 24m hub (application number C/2010/0621/FB) | 370m South East of 188 Coleraine Road Portstewart | 282672 | 435452 | Approved | 2020/21 | 2021-03-15 |  |  | Approved
LA10/2018/0998/F | 2018-07-27 | Fermanagh and Omagh | Single wind turbine | Installation of wind turbine with 50m hub height and 47m rotor diameter | Lands approx. 50m south of 72 Ballyconnell Road Derrylea Derrylin BT92 9DS | 228153 | 325412 | Approved | 2018/19 | 2019-02-05 |  |  | Approved
LA08/2018/1147/F | 2018-08-03 | Armagh, Banbridge and Craigavon | Single wind turbine | Proposed erection of CHP unit, storage tank, concrete pad for storage containers and associated site works including provision of 1.8m high 3 rail wooden fence, 2no. cabinets and area of hard standing. | Approx. 800m North West of No 19 Tullyherron Road Corrinure Markethill Co. Armagh BT60 2UF. | 298524 | 333164 | Approved | 2019/20 | 2019-04-02 |  |  | Approved
LA01/2018/0971/F | 2018-08-07 | Causeway Coast and Glens | Single wind turbine | Proposed replacement of an approved ACSA A27 wind turbine ( with 30m hub height and 27m blade diameter ) with a wind turbine ( with 40m hub height and 42m blade diameter) | Lands 420m South West of 10 Magheraboy Road Portrush. | 286577 | 438105 | Approved | 2019/20 | 2019-12-16 |  |  | Approved
LA02/2018/0765/F | 2018-08-10 | Mid and East Antrim | Single wind turbine | Increase wind turbine tower height from 37m to 40m and increase blade length from 16.7m to 19.5m from approved application F/2011/0167/F and subsequent application F/2013/0234/F. | Approx. 325m South of 109 Carrickfergus Road Larne | 339961 | 401158 | Approved | 2018/19 | 2019-01-15 |  |  | Approved
LA07/2018/1252/F | 2018-08-15 | Newry, Mourne and Down | Single wind turbine | Erect a single 2350kW wind turbine with a 69m high monopole and a 3 blade 51.5m radius rotor. Form 150m hardcore track for vehicle access. Proposed turbine to be used to generate electricity from a renewable source. | 130m SW of 116 Blaney Road Crossmaglen BT35 9AT | 288152 | 316437 | Refused | 2019/20 | 2020-01-14 |  |  | Refused
LA01/2018/1044/F | 2018-08-24 | Causeway Coast and Glens | Single wind turbine | Proposed replacement of existing wind turbine as approved under planning reference C/2012/0309/F with a new wind turbine to a hub height of 53m and a rotor diameter of 47m along with associated development. | 310m South East of 23 Glenleary Road Coleraine | 285691 | 426937 | Approved | 2019/20 | 2019-07-16 |  |  | Approved
LA01/2018/1084/F | 2018-08-30 | Causeway Coast and Glens | Single wind turbine | Retention of Bonus 150kw wind turbine (turbine site originally approved under planning reference E/2010/0155/F) | Approximately 200m NE of 54a Glenshesk Road Ballycastle | 313503 | 439726 | Approved | 2020/21 | 2021-02-04 |  |  | Approved
LA01/2018/1077/F | 2018-08-31 | Causeway Coast and Glens | Single wind turbine | Proposed replacement of existing wind turbine as approved under planning reference C/2013/0066/F with a new wind turbine to hub a height of 40m and a rotor diameter of 39m along with associated development. | Lands NE of 23 Glenleary Road Coleraine | 285793 | 427398 | Approved | 2019/20 | 2019-07-16 |  |  | Approved
LA10/2018/1146/F | 2018-08-31 | Fermanagh and Omagh | Single wind turbine | Amendment to planning approval K/2013/0558/F (wind turbine), change of tower height from 41.5m to 46.0m and in rotor diameter from 27m to 44m | Lands 637m South of 108 Effernan Road Trillick | 233422 | 352153 | Approved | 2018/19 | 2019-01-28 |  |  | Approved
LA10/2018/1178/F | 2018-09-11 | Fermanagh and Omagh | Single wind turbine | Wind turbine - Vestas V29 with 42m Hub Height and 29m blade diameter to replace existing turbine approved under reference L/2012/0493/F including amended siting and access. | Approx 300m South West of 60 Coa Chapel Road Coa Ballinamallard BT94 2BE | 227457 | 351023 | Approved | 2018/19 | 2019-03-11 |  |  | Approved
LA01/2018/1144/F | 2018-09-21 | Causeway Coast and Glens | Single wind turbine | 250 kW Wind Turbine (Increased dimensions of operational single wind turbine under application D/2013/0057/F, to increase the tower height from 36m to 40m and blade length from 15m to 22m). | Approx. 283m South East of 99 Ballyveely Road Dunloy | 307522 | 422619 | Approved | 2019/20 | 2020-01-16 |  |  | Approved
LA01/2018/1151/F | 2018-09-25 | Causeway Coast and Glens | Wind farm | Proposed amendment to the overall tip height of the consented Evishagaran Wind Farm (B/2013/0120/F / 2014/A0169) to a maximum tip height of 140m; this includes blade length of between 45m and 56m and hub heights of between 72.5m and 100m; with capacity up to 48.3MW. No other amendments are proposed. | Lands 600m south of 175 Gelvin Road and east of American Road in townlands of Evishagaran and Cruckanim approximately 5.5km east of Dungiven | 275530 | 409594 | Approved | 2019/20 | 2019-04-18 |  |  | Approved
LA02/2018/0897/F | 2018-10-04 | Mid and East Antrim | Wind farm | Amendment to Whappstown Wind farm G/2011/0052/F to include relocation of of turbines 1 and 2 and removal of turbine 3 including associated transformers, amended site access tracks, electrical cabling and all other associated ancillary works. Tip height of turbines 1, 2, and 4 to increase to 125m max tip height. Access will be taken via the approved Castlegore Wind Farm G/2011/0136/F and link road LA02/2018/0457/F, with junction improvements at A8/A36 roundabout junction, road bend on the A36 near Larne, turn onto Tully Road, road bend on Tildarg Road, and bend at Ballybracken Road junction. Amendments include updated noise assessment to consider the development as a single entity seven turbine scheme. | Land approximately 762m south east of 65 Whappstown Road Moorfields Ballymena | 321480 | 397214 | Approved | 2019/20 | 2019-08-16 |  |  | Approved
LA01/2018/1267/F | 2018-10-12 | Causeway Coast and Glens | Single wind turbine | Replacement of existing turbine approved under E/2012/0043/F with a new 250kw turbine comprising of a 50m hug height and 54m rotor diameter. | Approx.140m South West of 23 Islandranny Road Bushmills. | 299243 | 438543 | Approved | 2019/20 | 2019-06-18 |  |  | Approved
LA11/2018/0991/F | 2018-10-16 | Derry and Strabane | Wind farm | Construction of control building and compound on land within the previously consented Seegronan Extension Wind Farm development (Planning Ref No.: J/2013/0187/F and PAC Ref No. :2014/A0180). | Magherakeel Townland 910m NW of no. 25 Meenamullan Road Killeter Strabane Co Tyrone | 218216 | 378825 | Approved | 2020/21 | 2020-05-14 |  |  | Approved
LA02/2018/1006/F | 2018-11-07 | Mid and East Antrim | Single wind turbine | Renewal of previous planning approval G/2010/0572/F. For the erection of a wind turbine (250KW MAX) with a tower height of 31m to serve the existing farm | 30 Station Road Glarryford Ballymena | 306102 | 413463 | Approved | 2019/20 | 2019-10-10 |  |  | Approved
LA10/2018/1476/F | 2018-11-20 | Fermanagh and Omagh | Single wind turbine | Wind turbine in substitution for turbine approved under LA10/2015/0369/F (3 wind turbines) including relocation. Increase in hub height from 50m to 100m. | Land approx. 880m NE of 128 Crockanboy Road Greencastle | 256296 | 385434 | Withdrawn | 2019/20 | 2019-04-19 |  |  | Withdrawn
LA02/2018/1059/F | 2018-11-23 | Mid and East Antrim | Single wind turbine | Retrospective permission for the erection of a single wind turbine with a hub height of 40m and a rotor diameter of 39m (in lieu of previously approved wind turbine ref G/2013/0036/F) | Lands 360m NE of 79 Woodside Road Ballymena | 314246 | 403872 | Approved | 2018/19 | 2019-02-11 |  |  | Approved
LA10/2018/1510/F | 2018-11-27 | Fermanagh and Omagh | Single wind turbine | Replacement wind turbine with 60m hub height and 52m rotor diameter | 300m west of 37 Drumkeen Road Laragh Enniskillen | 222398 | 340621 | Approved | 2018/19 | 2019-03-25 |  |  | Approved
LA10/2018/1548/F | 2018-12-07 | Fermanagh and Omagh | Single wind turbine | Proposed replacement of existing wind turbine (K/2014/0525/F) with 150KW turbine increasing tower height to 40m and blade length to 19.5m | Lands approximately 140m north of 19 Ballybrack Road Loughmacrory | 256829 | 376087 | Approved | 2019/20 | 2019-05-02 |  |  | Approved
LA01/2018/1536/F | 2018-12-10 | Causeway Coast and Glens | Single wind turbine | 250kw Wind Turbine (increase of dimensions of an approved operational single wind turbine under application C/2013/0305/F to increase the tower height from 30m to 40m and blade length from 16.5m to 22m) (amended certificate and additional information) | Approx 465m South West of 203 Ballybogey Road Bushmills | 290735 | 437754 | Refused | 2020/21 | 2020-11-09 |  |  | Refused
LA11/2018/1155/F | 2018-12-10 | Derry and Strabane | Single wind turbine | Replacement of operational 250kW single wind turbine, approved under application A/2011/0721/F, increasing the tower height from 30m to 53m and blade length from 16.5m to 19.5m. | Approx. 420m NW of 51 Trench Road Co Londonderry BT47 3UD | 243832 | 413275 | Approved | 2020/21 | 2020-11-18 |  |  | Approved
LA10/2018/1566/F | 2018-12-11 | Fermanagh and Omagh | Single wind turbine | 225kw V27 Wind Turbine with 42m Hub height and 27m blade diameter - amended proposal to previous wind turbine approval L/2011/0995/F (Retrospective application) | 395m SE of 88 Currin Road Relagh Ballinamallard | 227368 | 349570 | Approved | 2019/20 | 2019-04-16 |  |  | Approved
LA08/2018/1765/F | 2018-12-18 | Armagh, Banbridge and Craigavon | Single wind turbine | 0Proposed replacement of operating turbine approved by Q/2013/0214/F with a Vestas V39 wind turbine comprising of a 40m tower and 39m rotor diameter. (amended description) | Land at 258m west of 142 Huntly Road Banbridge BT32 3UA | 311400 | 348052 | Approved | 2020/21 | 2020-09-18 |  |  | Approved
LA09/2018/1694/F | 2018-12-21 | Mid Ulster | Single wind turbine | Repower existing wind turbine (Previously permitted under H/2009/0501/F) to increase turbine blade lengths to 27 m and increase hub height to 60 m | Approximately 750 m north west of Drumard Road/Cullion Road junction Straw mountain Draperstown | 278722 | 389894 | Approved | 2020/21 | 2020-12-21 |  |  | Approved
LA06/2019/0009/F | 2019-01-08 | Ards and North Down | Single wind turbine | Replacement of existing installed 250Kw wind turbine approved under X/2012/0282/F, with alternative 250KW wind turbine with tower height increased to 40M and blade length increased to 22M | Lands approximately 300m North West of 239 Bangor Road Newtownards | 349649 | 376655 | Approved | 2020/21 | 2020-10-07 |  |  | Approved
LA11/2019/0070/F | 2019-01-10 | Derry and Strabane | Single wind turbine | Proposed replacement and re-siting of wind turbine approved (A/2011/0553/F) with a VESTAS V44 (250KW) turbine comprising of a 33m hub height and 44m rotor diameter (overall tip height of 55m) | Lands 440m East of 35 Slaughtmanus Road Eglinton Derry-Londonderry | 251662 | 413545 | Approved | 2020/21 | 2020-04-22 |  |  | Approved
LA10/2019/0173/F | 2019-02-04 | Fermanagh and Omagh | Single wind turbine | Replacement wind turbine 65m tower and 54m rotor diameter | 565m S. West of junction of Main Derrylin Road and Drumnaskill Road Mackan Glebe Enniskillen | 223342 | 334333 | Withdrawn | 2019/20 | 2019-06-28 |  |  | Withdrawn
LA09/2019/0171/F | 2019-02-07 | Mid Ulster | Single wind turbine | Retention of Vestas27 Wind Turbine with tower height of 30m, Rotor diameter of 27m and hub height of 31.5 in substitution of turbine approved under LA09/2015/0432/F. Associated electrical cabinet. Turbine to supply power to farm to ensure farm viability | 250m SW of No 56 Tullyaran Road Dungannon BT70 3HL. | 274339 | 369341 | Approved | 2019/20 | 2019-09-03 |  |  | Approved
LA10/2019/0208/F | 2019-02-08 | Fermanagh and Omagh | Single wind turbine | Amendment to planning approval K/2014/0378/F (for turbine). Change tower height from 41.5m to 46m and in rotor diameter from 27m to 44m. | Lands 740m South of 108 Effernan Road Trillick | 233441 | 352039 | Approved | 2019/20 | 2019-05-29 |  |  | Approved
LA08/2019/0300/F | 2019-02-26 | Armagh, Banbridge and Craigavon | Single wind turbine | Retention of wind turbine with 36m hub height and 39m rotor diameter with an output of 250kw, associated access and two cabinets in substitution of the 40m hub height and 30m rotor diameter wind turbine as approved and implemented under Q/2013/0062/F. | Lands approx. 430m north east of 33 Greenan Road Poyntzpass. | 308618 | 340288 | Approved | 2023/24 | 2023-11-06 |  |  | Approved
LA02/2019/0178/F | 2019-03-08 | Mid and East Antrim | Single wind turbine | Renewal of previously approved erection of a Vestas V29 225kw wind turbine (V/2010/0184/F) | 83m NW of 36 Marshallstown Road Carrickfergus | 341134 | 390849 | Refused | 2020/21 | 2020-04-09 |  |  | Refused
LA02/2019/0182/F | 2019-03-08 | Mid and East Antrim | Single wind turbine | Retention of existing turbine tower with 40m hub height, along with existing foundations. Proposed replacement of nacelle and 39m rotor diameter (extant) to 44m rotor diameter, in lieu of previous planning permissions G/2013/0036/F & LA02/2018/1059/F). | Lands 360m NE of 79 Woodside Road Ballymena | 314260 | 403891 | Approved | 2019/20 | 2019-07-03 |  |  | Approved
LA09/2019/0309/F | 2019-03-11 | Mid Ulster | Single wind turbine | Replacement of existing turbine (M/2010/0730/F) from 40m tower and 30m rotor diameter to proposed 50m tower and 54m rotor diameter. | Lands 80m North of 30 Skelgagh Road Cavanacark Clogher | 248529 | 353916 | Approved | 2019/20 | 2020-02-07 |  |  | Approved
LA10/2019/0323/F | 2019-03-11 | Fermanagh and Omagh | Single wind turbine | Change of Wind Turbine previously approved & erected under application K/2012/0299/F to V52 wind turbine with 60m hub height & 52m diameter blades. Turbine to remain in same location with output not exceeding 250kw. | Lands approx. 200m SW of 230 Barony Road Creggan Omagh | 263450 | 379557 | Approved | 2019/20 | 2019-06-24 |  |  | Approved
LA10/2019/0320/F | 2019-03-12 | Fermanagh and Omagh | Single wind turbine | New V52 turbine (250kW) to replace existing turbine on site. New turbine to be on a 58m tower with a 52m blade diameter | Approx 800m SW of 141 Camlough Road Carrickmore | 263268 | 374694 | Approved | 2019/20 | 2019-04-30 |  |  | Approved
LA01/2019/0268/F | 2019-03-19 | Causeway Coast and Glens | Single wind turbine | Erection of turbine - proposed substitute of existing turbine as approved under C/2013/0243/F for a vestas V52 hub height to be raised from 40m to 60m, blade diameter increased from 27m to 52m, 250kw | Lands approximately 190m North East of 45 Dullaghy Road Garvagh | 287147 | 413219 | Withdrawn | 2019/20 | 2020-02-10 |  |  | Withdrawn
LA10/2019/0379/F | 2019-03-26 | Fermanagh and Omagh | Single wind turbine | Renewal of K/2013/0045/F - Proposed 55kW Endurance E-3120 (36.4 Hub Height, Tube Tower) Wind Turbine | Approx 267m NE of 76 Mullaslin Road Sixmilecross Co. Tyrone BT79 9PQ | 258991 | 371483 | Withdrawn | 2019/20 | 2019-07-18 |  |  | Withdrawn
LA03/2019/0272/F | 2019-04-01 | Antrim and Newtownabbey | Single wind turbine | Replacement of A29 turbine (41.5m hub height, 56.5m tip height, approved under 2012/A0314) with V80 turbine not to exceed hub height of 60m and tip height of 100m. sub-station and switch room cabinets and associated works. | Approx. 240m south west of no. 72 Boghill Road Newtownabbey Co. Antrim | 327347 | 380917 | Withdrawn | 2019/20 | 2019-11-07 |  |  | Withdrawn
LA06/2019/0371/F | 2019-04-05 | Ards and North Down | Single wind turbine | Replacement of wind turbine approved under LA06/2020/0384/F with a Vestas V52 model with 50m hub height and 26m blade span (Updated shadow flicker assessment) | Land approximately 150m SE of 32a Lisbarnet Road Lisbane Comber | 347909 | 363642 | Approved | 2022/23 | 2022-07-18 |  |  | Approved
LA08/2019/0522/F | 2019-04-09 | Armagh, Banbridge and Craigavon | Single wind turbine | Replacement of existing turbine approved under planning O/2011/0103/F from 40m tower and 30m rotor diameter to proposed 50m tower and 54m rotor diameter, and retention of 1 no. electrical substation building and 1 no. electrical switchgear cabin. (Amended description and additional information) | 450m south east of 26 Corkley Road Tassagh Co. Armagh BT60 2NZ | 288683 | 332037 |  |  |  | 1 | 12 months and over | Pending
LA05/2019/0400/F | 2019-04-10 | Lisburn and Castlereagh | Single wind turbine | Erection of 1 no turbine with 50m tower and 52m rotor diameter- to replace existing turbine | Lands 244m north east of 106 Ballindery Road Aughacarnan Lisburn BT28 2NW | 319106 | 367112 | Withdrawn | 2019/20 | 2019-06-27 |  |  | Withdrawn
LA08/2019/0586/F | 2019-04-18 | Armagh, Banbridge and Craigavon | Single wind turbine | Proposed erection of 850kW Vesta wind turbine with 44m Hub height and 52m rotor diameter to replace existing 31m hub height wind turbine associated with planning application O/2011/0066/F. | Lands approx. 70m South-West of No. 111 Aghory Road Ballyloughan Portadown BT62 3ST | 297303 | 346496 | Withdrawn | 2020/21 | 2020-11-13 |  |  | Withdrawn
LA11/2019/0379/F | 2019-05-01 | Derry and Strabane | Single wind turbine | Proposed replacement of existing wind turbine (J/2010/0076/F) with new 40m hub and Vesta 52m dia blade, 225kw turbine, located adjacent to existing wind turbine. | Site approx 552m North West of 22 Loughan Road Donemana Strabane | 246285 | 403175 | Approved | 2021/22 | 2021-04-23 |  |  | Approved
LA08/2019/0632/F | 2019-05-02 | Armagh, Banbridge and Craigavon | Single wind turbine | Retrospective permission for the erection of a single wind turbine with a hub height of 40m and a rotor diameter of 27m along with associated development. (Additional Information) | Lands 320m north east of 30 Gransha Road Dromara Co.Down BT25 2ER | 325686 | 345540 | Approved | 2022/23 | 2022-10-10 |  |  | Approved
LA10/2019/0564/F | 2019-05-13 | Fermanagh and Omagh | Single wind turbine | Replacement wind turbine - Vestas V52 250KW, 55m Tower Height and 52m Rotor Diameter | Lands 330m South West of no 60 Coa Chapel Road Coa Ballinamallard | 227485 | 351020 | Approved | 2020/21 | 2020-09-24 |  |  | Approved
LA08/2019/0718/F | 2019-05-20 | Armagh, Banbridge and Craigavon | Single wind turbine | Proposed replacement of existing wind turbine as approved under planning reference O/2012/0414/F with a new wind turbine to a hub height of 40m and a rotor diameter of 44m along with associated development. | Lands 370m south south east of 10 Tallbridge Road Portadown Co. Armagh BT62 1SF | 292576 | 355396 | Approved | 2021/22 | 2021-12-22 |  |  | Approved
LA03/2019/0442/F | 2019-05-24 | Antrim and Newtownabbey | Single wind turbine | Proposed installation of a wind turbine on a tubular tower (hub height up to 64m, blade dia up to 40m and tip height to up to 100m) and all other ancillary works in lieu of approval 2014/A0291 | 385m east n/east of no. 12 Laurel Lane Ballyutoag Belfast BT14 8SQ | 325657 | 376046 | Approved | 2020/21 | 2020-04-20 |  |  | Approved
LA08/2019/0768/F | 2019-05-30 | Armagh, Banbridge and Craigavon | Single wind turbine | Replacement of existing turbine approved under planning O/2006/1147/F to proposed 50m tower and 54m rotor diameter to include section of earthing cable | Lands 165 metres south east of 20 Seagahan Road Collone Co Armagh BT60 2BJ | 293646 | 340633 | Approved | 2023/24 | 2023-11-20 |  |  | Approved
LA08/2019/0801/F | 2019-06-03 | Armagh, Banbridge and Craigavon | Single wind turbine | Proposed replacement 150 kw wind turbine with 31.2 hub height and rotor diameter of 23m to replace existing 150 kw wind turbine approved under previous approval Q/2010/0112/F. | Approximately 190 Metres North of 22 Lagangreen Road Dromore BT23 1EL | 324614 | 352196 | Approved | 2023/24 | 2024-02-02 |  |  | Approved
LA10/2019/0720/F | 2019-06-14 | Fermanagh and Omagh | Single wind turbine | Replacement of wind turbine approved under K/2011/0397/F for alternative 150kw, height 50m, blade radius 19.5m | Approx. 30m East of 17 Aghnaglea Road Sixmilecross | 258011 | 368608 | Approved | 2019/20 | 2019-10-03 |  |  | Approved
LA01/2019/0749/F | 2019-07-02 | Causeway Coast and Glens | Single wind turbine | 250kw Wind Turbine (Increase of dimensions of an approved operational single wind turbine under application C/2012/0414/F to increase the tower height from 30m to 40m and blade length from 16.5m to 19.5m) | Approx 185m SW of 60 Greenhall Highway Coleraine | 283263 | 431794 | Approved | 2020/21 | 2021-02-03 |  |  | Approved
LA01/2019/0751/F | 2019-07-02 | Causeway Coast and Glens | Single wind turbine | Planning amendment to an approved, operational single wind turbine under application C/2013/0086/F, to increase the tower height from 30m to 40m and blade length from 15m to 19.5m. | Approx 370m NW of 60 Greenhall Highway Coleraine | 283257 | 432224 | Approved | 2020/21 | 2021-02-04 |  |  | Approved
LA10/2019/0799/F | 2019-07-02 | Fermanagh and Omagh | Single wind turbine | Replacement of existing turbine, with V52 turbine. | 1145m SW of 75 Innishative Road Carrickmore | 263427 | 368995 | Approved | 2019/20 | 2019-10-11 |  |  | Approved
LA01/2019/0772/F | 2019-07-09 | Causeway Coast and Glens | Wind farm | The Repower of the existing Corkey Windfarm comprising the following main components; (i) Decommissioning of the existing 10 turbines (ii) Removal and restoration of the existing substation building and compound (iii) Removal and restoration of the other redundant infrastructure (iv) 5 No. wind turbines with an output of around 29.9MW (v) Construction of approx 1.955km of access tracks; (vi) Upgrade of approx 2.095km of access tracks; (vii) Construction of temporary and permanent hardstanding areas for each turbine to accommodate turbine component laydown areas, crane hardstanding areas and external transformers and/or switchgears; (viii) 3 temporary construction compound/laydown areas; (ix) Turning heads and passing places incorporated within the site access infrastructure; (x) New Road Junction with Reservoir Road; (xi) Meteorological Mast; (xii) Substation with roof mounted solar panels, and associated compound, including windfarm and grid connection operating equipment; (xiii) and all associated ancillary works. | Corkey Windfarm lands located south of Reservoir Road and East of Corkey Road approx 19km North of Ballymena | 310910 | 421896 | Approved | 2021/22 | 2022-03-03 |  |  | Approved
LA07/2019/1096/F | 2019-07-10 | Newry, Mourne and Down | Single wind turbine | Retention of 225KW Wind turbine with V29 Nacelle, Tower Height 30m and 29m Rotor Diameter (Amended Description) | Approx. 275m south west of 63 Dundrinne Road Castlewellan | 335495 | 334975 | Approved | 2021/22 | 2022-03-21 |  |  | Approved
LA10/2019/0844/F | 2019-07-11 | Fermanagh and Omagh | Single wind turbine | Wind turbine with 40m tower and 29m blade span (Renewal of approval K/2013/0302/F) | 700m SW of 82 Rock Road Beragh | 250610 | 365833 | Approved | 2019/20 | 2019-09-20 |  |  | Approved
LA07/2019/1124/F | 2019-07-16 | Newry, Mourne and Down | Single wind turbine | Replacement of existing turbine approved under Q/2013/0179/F with turbine not to exceed hub height of 50m and tip height of 76m and including associated site works. Output not to exceed 250kw | Approx. 555m east of No 199 Rathfriland Road Dromara Co Down | 328033 | 346636 | Approved | 2020/21 | 2021-03-23 |  |  | Approved
LA09/2019/0990/F | 2019-07-19 | Mid Ulster | Wind farm | Construction of a wind farm comprising up to 4 wind turbines (maximum tip height of 145m ,this includes blade height of between 52m and 58.5m and hub heights between 84m and 93m) an electrical substation/control building, construction of internal access tracks, spoil deposition areas, temporary construction compound new access onto Cullion Road, formation of 2 passing bays along Cullion Road, road widening and upgrade works at B47/Disert Road junction, Disert Road bends, Disert Road/ Ballybriest Road junction, Ballybriest Road/ Cullion Road junction, Cullion Road and all associated ancillary works. (Amended proposal) | Lands approximately 300m S/SW of 29 Cullion Road Desertmartin | 279568 | 389257 | Approved | 2021/22 | 2021-04-23 |  |  | Approved
LA01/2019/0890/F | 2019-08-02 | Causeway Coast and Glens | Wind farm | The Repower of the existing Rigged Hill Windfarm comprising the following main components; (i) Decommissioning of the existing 10 turbines (ii) Removal and restoration of the existing substation building and compound (iii) Removal and restoration of other redundant infrastructure (iv) 7 No. wind turbines with an output of around 29MW (v) Construction of approximately 4.82km of new access tracks; (vi) Upgrade of approximately 1.75km of existing access tracks; (vii) Construction of temporary and permanent hardstanding areas for each turbine to accommodate turbine component laydown areas, crane hardstanding areas and external transformers and/or switchgears; (viii) Temporary construction compound/laydown areas; (ix) Turning heads and passing places incorporated within the site access infrastructure; (x) New Road Junction with Terrydoo Road; (xi) Meteorological Mast; (xii) Substation with roof mounted solar panels, and associated compound (xiii) Removal of self-seeded trees in East of the Site and (xiv) all associated ancillary works. | Existing Rigged Hill Windfarm site 6km East/South East of Limavady | 274291 | 419738 | Approved | 2022/23 | 2022-10-06 |  |  | Approved
LA01/2019/0922/F | 2019-08-02 | Causeway Coast and Glens | Wind farm | Construction of a Wind Farm (with a generating capacity of between 21.6 MW and 24 MW) comprising up to 6no Wind Turbine (Max of 149.9m to blade tip with a max rotor diameter of 112m and max hub height of 94m) and associated infrastructure including external electricity transformers, crane hardstandings, underground cabling, control building, substation compound, energy storage area, (up to 5 MW hours), newly created site entrance (Opp 59 Maghermore Road), New and upgraded on-site access tracks, turning heads and all other associated ancillary works. During construction and commissioning there will be a number of temporary works including enabling works compound and construction compound with car parking, temporary parts of crane hardstanding, welfare facilities and off site road widening into 3rd party lands on the Banagher, Carnanbane and Maghermore Roads | Lands Opp entrance to 59 Maghermore Road Dungiven BT47 4SW in the townlands of Carnanbane and Maghermore Approx 4km south of Dungiven | 268392 | 405088 | Refused | 2023/24 | 2023-12-05 |  |  | Refused
LA10/2019/0947/F | 2019-08-08 | Fermanagh and Omagh | Single wind turbine | Replace existing wind turbine approved under K/2013/0463/F, with 150kw wind turbine with hub height of 31.5m and blade diameter increased to 29m | Approximately 100m North East of 21 Mullawinny Road Omagh accessing onto Glennan Road Omagh | 240155 | 364843 | Withdrawn | 2019/20 | 2020-02-06 |  |  | Withdrawn
LA02/2019/0614/F | 2019-08-09 | Mid and East Antrim | Single wind turbine | Single wind turbine with 40m hub height, 33.4m rotor diameter and access lane-way in lieu of G/2013/0267/F (retrospective) | Lands 175m North West of 90 Woodside Road Ballymena | 314385 | 403510 | Approved | 2019/20 | 2019-10-09 |  |  | Approved
LA10/2019/0978/F | 2019-08-15 | Fermanagh and Omagh | Single wind turbine | Replacement Wind Turbine - 250kw, 40m Tower Height and 52m rotor diameter | 255m East of 27 Dorney Bridge Road Killymendon Ballinamallard | 227105 | 354592 | Approved | 2020/21 | 2021-03-11 |  |  | Approved
LA09/2019/1103/F | 2019-08-19 | Mid Ulster | Single wind turbine | Renewal of application H/2014/0279/F for the erection of a 250kw wind turbine with a tower height of 31m | Approx. 1475m North West of Seefin Hill and Ranaghan Road Junction Maghera. | 280907 | 403094 | Approved | 2019/20 | 2019-10-04 |  |  | Approved
LA10/2019/0990/F | 2019-08-19 | Fermanagh and Omagh | Single wind turbine | Renewal of K/2013/0226/F for a single 250kw wind turbine with a 27m blade diameter and a 30m tower to generate electricity for farm business and excess to the grid | Approx. 305m NE of 5 Ramacken Road Sixmilecross (Accessing onto Drumlester Road Sixmilecross) | 257347 | 369025 | Withdrawn | 2019/20 | 2019-10-09 |  |  | Withdrawn
LA09/2019/1120/F | 2019-08-21 | Mid Ulster | Single wind turbine | Proposed 6KW Wind Turbine hub height of 15m and rotor diameter of 5.6m. | Approx 130m North of 86 Murley Road Fivemiletown. | 243955 | 351701 | Approved | 2020/21 | 2020-08-06 |  |  | Approved
LA11/2019/0724/F | 2019-08-21 | Derry and Strabane | Single wind turbine | Proposed replacement of existing installed wind turbine approved under planning application J/2010/0056/F, with alternative 250kw wind turbine with hub height increased to 45m and rotor diameter increased to 47m (amended proposal and plans) | Approximately 300m South East of 40 Greenville Road Newtownstewart accessing onto River Road Newtownstewart | 233154 | 385724 | Approved | 2021/22 | 2021-09-29 |  |  | Approved
LA10/2019/1082/F | 2019-09-11 | Fermanagh and Omagh | Single wind turbine | Replacement Wind Turbine - 50m Rotor Diameter 54m Hub height | Lands 300m North East of 37 Breagho Road Breagho Enniskillen | 226415 | 348723 | Approved | 2020/21 | 2020-12-14 |  |  | Approved
LA10/2019/1084/F | 2019-09-11 | Fermanagh and Omagh | Single wind turbine | Replacement Wind Turbine 54m Rotor Diameter 50m Hub Height | 360m East North East of 37 Breagho Road Breagho Enniskillen | 226584 | 348584 | Approved | 2022/23 | 2022-09-26 |  |  | Approved
LA10/2019/1089/F | 2019-09-12 | Fermanagh and Omagh | Single wind turbine | Proposed alternative 250KW wind turbine in replacement of existing installed 250KW wind turbine with 30m high tower and 30m rotor diameter (approval K/2011/0040/F). Replacement turbine to have hub height increased to 50m and rotor diameter increased to 51.5m. | Approximately 420m north west of 124 Rockstown Road Carrickmore | 264198 | 373109 | Approved | 2020/21 | 2020-06-15 |  |  | Approved
LA08/2019/1297/F | 2019-09-18 | Armagh, Banbridge and Craigavon | Single wind turbine | Proposed replacement of existing 150kW wind turbine (30.5m to hub, 18.6m blade diameter, overall height 39.8M) with 150kW wind turbine (31.2m to hub, 23m blade diameter, overall height 42.7mm). Existing ancillary development to be retained (including underground cabling, a building containing existing electricity control equipmnet and a pole-mounted transformer installed and owned by NIE). | Approximately 190m west of 22 Lagangreen Road Dromore Down BT25 1EL | 324389 | 351991 | Approved | 2023/24 | 2023-09-12 |  |  | Approved
LA11/2019/0796/F | 2019-09-18 | Derry and Strabane | Single wind turbine | Proposed replacement of existing installed 250kW wind turbine with 41m hub height and 33.4m rotor diameter approved under planning application J/2011/0156/F, with alternative 250kW wind turbine with hub height increased to 45m and rotor diameter increased to 47m | Approximately 400M. South West of 20 Lislafferty Road Newtownstewart | 234484 | 384647 | Withdrawn | 2020/21 | 2021-01-08 |  |  | Withdrawn
LA11/2019/0797/F | 2019-09-18 | Derry and Strabane | Single wind turbine | Proposed replacement of existing installed 250kW wind turbine approved under planning application J/2011/0162/F, with alternative 250kW wind turbine with hub height increased to 45m and rotor diameter increased to 47m | Approximately 470 M. South West of 20 Lislafferty Road Newtownstewart | 234567 | 384508 | Withdrawn | 2020/21 | 2021-01-08 |  |  | Withdrawn
LA08/2019/1328/F | 2019-09-25 | Armagh, Banbridge and Craigavon | Single wind turbine | Replacement of existing turbine approved under O/2011/0348/F with an EWT DW54 250KW turbine comprising of a 40m hub height and blade span of 27m (overall tip height of 67m). | Approximately 670m south west of no. 29 Aughnagurgan Road Armagh BT60 3DA | 287652 | 328471 | Approved | 2019/20 | 2020-03-06 |  |  | Approved
LA09/2019/1300/F | 2019-10-03 | Mid Ulster | Wind farm | An amendment to the overall tip height of the consented Murley Wind Farm from 126.5m to 149.9m (consented under LA09/2015/0460/F and K/2015/0066/F). Turbine geometry to be considered includes blade lengths of between 50m and 63m and hub heights of between 86.9m and 99.9m. The proposal also includes an application to vary planning condition 25 years to 35 years from the date on which the wind farm is connected to the electricity grid | The site is located in the townlands of Killygordan Tattanafinnell Edgegole and Cole Glen Forest near Fivemiletown | 243347 | 353301 | Approved | 2021/22 | 2021-09-23 |  |  | Approved
LA10/2019/1156/F | 2019-10-03 | Fermanagh and Omagh | Wind farm | An amendment to the overall tip height of the consented Murley Wind Farm (2 Turbines) from 126.5m to 149.9m (consented under K/2015/0066/F). Turbine geometry to be considered includes blade lengths of between 50m and 63m and hub heights of between 86.9m and 99.9m. The proposal also includes an application to vary planning condition 25 years to 35 years from the date of which the wind farm is connected to the electricity grid. | Murley Wind Farm Townlands of Glengesh Lower Forest and Moysnaght | 241159 | 353498 | Approved | 2021/22 | 2021-11-23 |  |  | Approved
LA09/2019/1301/F | 2019-10-04 | Mid Ulster | Single wind turbine | Replace existing turbine with a modern unit. Increased blade diameter to 27m. The hub height will remain the same as existing.. | 570m East of No27 Doolargy Road Aughnacloy Co Tyrone. | 267550 | 355989 | Approved | 2020/21 | 2021-03-04 |  |  | Approved
LA10/2019/1165/F | 2019-10-04 | Fermanagh and Omagh | Single wind turbine | Renewal of planning approval K/2013/0289/F for wind turbine | Lands 820m South West of 139 Camlough Road Carrickmore Omagh BT79 9BS | 263452 | 374516 | Approved | 2019/20 | 2019-11-08 |  |  | Approved
LA01/2019/1119/F | 2019-10-14 | Causeway Coast and Glens | Single wind turbine | Erection of replacement wind turbine with a 40m hub height & 27 m blade length to replace existing wind turbine approved and built under C/2012/0091/F (wind turbine location remains unchanged), associated 2 no. electricity cabinets and site works | 140m SW of 67 Altikeeragh Road Castlerock | 275229 | 432068 | Approved | 2020/21 | 2020-06-10 |  |  | Approved
LA07/2019/1522/F | 2019-10-14 | Newry, Mourne and Down | Single wind turbine | Replacement wind turbine with a 40m hub height and 27m blade length associated 2 electricity cabinets and site works | Lands 255m south of 75 Drumaroad Hill Ballynahinch | 337313 | 344597 | Withdrawn | 2020/21 | 2020-09-16 |  |  | Withdrawn
LA09/2019/1344/F | 2019-10-14 | Mid Ulster | Single wind turbine | Erection of replacement wind turbine with a 40m hub height & 27m blade length to replace existing wind turbine approved & built under M/2011/0093/F (wind turbine location remains unchanged), associated 2 no electricity cabinets & site works | Lands approx. 350m South of 174 Omagh Road Dungannon | 258138 | 359198 | Approved | 2019/20 | 2020-02-20 |  |  | Approved
LA10/2019/1215/F | 2019-10-15 | Fermanagh and Omagh | Single wind turbine | Proposed replacement of existing turbine approved under K/2011/0458/F with an EWT DW54 250kW turbine, comprising of a 40m hub height and blade span of 27m (overall tip height of 67m) | Approx. 280m NNE of 11 Craighill Road Omagh | 250261 | 376220 | Approved | 2019/20 | 2020-02-25 |  |  | Approved
LA01/2019/1153/F | 2019-10-17 | Causeway Coast and Glens | Single wind turbine | Erection of replacement wind turbine with 40m hub height and 27m blade length to replace existing wind turbine approved and built under C/2011/0415/F & 2012/A0162 (Wind turbine location remains unchanged), associated 2no electricity cabinets & site works | Lands 187m South of 223 Windyhill Road Coleraine | 278048 | 429284 | Approved | 2020/21 | 2020-11-12 |  |  | Approved
LA10/2019/1228/F | 2019-10-17 | Fermanagh and Omagh | Single wind turbine | Replacement of existing turbine approved under L/2013/0202/F from 32m tower & 27m rotor diameter to proposed 65m tower & 52m rotor diameter | Lands 120m North East of 14 Drumcor Road Leam Tempo | 238476 | 348629 | Approved | 2020/21 | 2020-07-08 |  |  | Approved
LA10/2019/1229/F | 2019-10-17 | Fermanagh and Omagh | Single wind turbine | Replacement wind turbine - 65m Hub height, 52m rotor diameter | Lands 220m West of 81 Nutfield Road Munville Lisnaskea | 236527 | 335546 | Withdrawn | 2020/21 | 2020-05-26 |  |  | Withdrawn
LA09/2019/1395/F | 2019-10-23 | Mid Ulster | Single wind turbine | Proposed replacement of existing turbine approved under M/2013/0087/F with an EWTDW45 250KW turbine comprising of a 40m hub height and blade span of 27m (overall tip height of 67m) | Approximately 430m North West of 19 Legilly Road Dungannon | 276017 | 359504 | Approved | 2020/21 | 2020-04-30 |  |  | Approved
LA09/2019/1396/F | 2019-10-23 | Mid Ulster | Single wind turbine | Proposed replacement of existing turbine approved under M/2014/0477/F with an EWTDW54 250Kw turbine comprising of a 40m hub height and blade span of 27m (overall tip height of 67m) | Approximately 185m North West of 39 Kilsannagh Lane Dungannon | 276444 | 352344 | Approved | 2020/21 | 2020-04-30 |  |  | Approved
LA10/2019/1255/F | 2019-10-28 | Fermanagh and Omagh | Single wind turbine | 225 Kw wind turbine with 30m hub height and 29m rotor diameter (retrospective application) | 320m SE of 183 Glengesh RoadBrockaghTempo | 239651 | 353259 | Approved | 2021/22 | 2021-12-02 |  |  | Approved
LA11/2019/0936/F | 2019-10-29 | Derry and Strabane | Single wind turbine | Erection of wind turbine on 55m tower with 52m rotor diameter | Lands 330m South of 29 Erganagh Road Castlederg Co.Tyrone | 228327 | 385688 | Approved | 2021/22 | 2021-04-23 |  |  | Approved
LA10/2019/1270/F | 2019-11-01 | Fermanagh and Omagh | Single wind turbine | Proposal Replacement of existing turbine approved under K/2008/0764/F to a 30m tower and 27m rotor diameter | Lands 200m south of 22 Derryallen Road Screeby Trillick | 230793 | 352215 | Approved | 2020/21 | 2020-10-14 |  |  | Approved
LA10/2019/1285/F | 2019-11-06 | Fermanagh and Omagh | Single wind turbine | Replacement wind turbine 50m hub height, 54m rotor diameter. (250KW) | Lands 574m South-East of 233 Coa Road Cooltrain Ballinamallard | 228704 | 348867 | Approved | 2020/21 | 2020-10-16 |  |  | Approved
LA10/2019/1300/F | 2019-11-12 | Fermanagh and Omagh | Single wind turbine | Replacement wind turbine 50.0m Hub Height, 54m Rotor diameter | 60m N of Sports Complex 20 Lissan Lane Lissan Enniskillen | 227871 | 347436 | Approved | 2020/21 | 2020-10-27 |  |  | Approved
LA02/2019/0880/F | 2019-11-20 | Mid and East Antrim | Single wind turbine | Replacement to existing turbine approved under planning F/2014/0027/F from 40m tower and 29.5m rotor diameter to proposed 50m tower and 54m rotor diameter (250kw). | Lands 400m west of 110 Larne Road Ballycarry | 344804 | 395813 | Approved | 2020/21 | 2021-01-19 |  |  | Approved
LA10/2019/1354/F | 2019-11-25 | Fermanagh and Omagh | Single wind turbine | Replacement to existing turbine, approved under L/2011/0743/F, from 30m tower and 27m rotor diameter to proposed 50m tower and 54m rotor diameter | 370m SE of 28 Callagheen Road Callagheen Belleek | 198941 | 355842 | Approved | 2020/21 | 2020-10-02 |  |  | Approved
LA05/2019/1212/F | 2019-11-27 | Lisburn and Castlereagh | Single wind turbine | Erection of 1 no turbine with 50m tower and 52m rotor diameter- to replace existing turbine | Lands 217m east of 106 Ballinderry Road Aughacarnan Lisburn BT28 2NW | 319112 | 366992 | Approved | 2020/21 | 2020-11-10 |  |  | Approved
LA08/2019/1597/F | 2019-11-29 | Armagh, Banbridge and Craigavon | Single wind turbine | The removal of existing wind turbine (36.0m hub height, 29.6m rotor diameter, 50.8m blade tip height) and ancillary development deployed at land 263m south west of 60 Moy Roadgrid reference 297942E, 365001N; and the installation of new wind turbine (40m to hub, 54m rotor diameter, 67m blade tip height) and ancillary development including section of new access track and 2No. substations to be located approximately 10m from the existing turbine, at grid reference 297933E 354998N. | Land 263m south west of 60 Moy Road Cornamucklagh Portadown BT62 1QW (grid reference 297942E 365001N). | 297960 | 355007 | Approved | 2023/24 | 2023-07-14 |  |  | Approved
LA09/2019/1609/F | 2019-12-06 | Mid Ulster | Single wind turbine | Renewal of Planning Permission I/2012/0084/F (Erection of a 225kw wind turbine with a hub height of 40m to supplement farm business with excess sold to the grid) | 271m SW of 44 Mawillian Road Coagh | 289012 | 381040 | Approved | 2019/20 | 2020-02-11 |  |  | Approved
LA02/2019/0935/F | 2019-12-11 | Mid and East Antrim | Single wind turbine | The erection of a replacement wind turbine (250kw) with 40m hub height and 27m blade length,at lands 175 meters North West of 90 Woodside Road,Ballymena (In lieu of previous approval of planning permission LA02/2019/0614/F, G/2013/0267/F and G/2011/0434/F | Lands 175m North West of 90 Woodside Road Ballymena | 314384 | 403493 | Approved | 2019/20 | 2020-02-26 |  |  | Approved
LA10/2019/0937/F | 2019-12-12 | Fermanagh and Omagh | Single wind turbine | Proposed erection of wind turbine with 45m tower and 52m rotor diameter | 200m SW of 337 Derrylin Road Mackan Glebe Enniskillen | 223329 | 334299 | Approved | 2020/21 | 2021-03-25 |  |  | Approved
LA09/2019/1643/F | 2019-12-17 | Mid Ulster | Single wind turbine | Application to renew approved 250kW wind turbine with base height of 37m and a blade length of 27m (Application Reference I/2014/0243/F) | 260m East of 20 Ballydawley Road Moneymore | 287912 | 379785 | Approved | 2020/21 | 2020-10-21 |  |  | Approved
LA10/2019/1475/F | 2019-12-20 | Fermanagh and Omagh | Single wind turbine | Replacement of existing wind turbine Micon M530 (250kw) with Vestas V52 (250kw) increasing hub height up to 55m and blade diameter up to 52m | 632m SE of 69 Rosnareen Road Golan Glebe Trillick | 234327 | 352659 | Approved | 2020/21 | 2020-09-11 |  |  | Approved
LA01/2020/0078/F | 2020-01-17 | Causeway Coast and Glens | Single wind turbine | Replacement to existing turbine approved under planning D/2011/0043/F from 32m hub height and 32m rotor diameter to proposed 55m tower and 52m rotor diameter | 200m East of 15 Reservoir Rd. Corkey Ballymena | 309850 | 422178 | Approved | 2022/23 | 2022-05-31 |  |  | Approved
LA02/2020/0045/F | 2020-01-20 | Mid and East Antrim | Single wind turbine | Proposed replacement of existing pre approved wind turbine | 450m south east of 29a Carmagrim Road Portglenone | 301097 | 401063 | Approved | 2020/21 | 2020-04-07 |  |  | Approved
LA09/2020/0203/F | 2020-02-12 | Mid Ulster | Single wind turbine | Proposed wind turbine with a 44m blade diameter and 53m hub height (250kw max output) to replace existing turbine approved under H/2014/0317/F | 335M NW Of 43 Eden Road Portglenone BT44 8LA | 291443 | 402901 |  |  |  | 1 | 12 months and over | Pending
LA01/2020/0198/F | 2020-02-14 | Causeway Coast and Glens | Single wind turbine | Erection of turbine - proposed substitute of existing turbine as approved under C/2013/0243/F for a Vestas V47. Hub height to be raised from 40m to 55m, blade diameter increased from 27m to 47m. | Lands approx 190m NE of 45 Dullaghy Road Garvagh | 287129 | 413215 | Approved | 2020/21 | 2021-02-08 |  |  | Approved
LA10/2020/0160/F | 2020-02-14 | Fermanagh and Omagh | Single wind turbine | Replacement wind turbine - 40m hub height, 54 rotor diameter (250Kw) | 100m SE of 133 Edenmore Road Carn Tempo | 233014 | 349938 | Approved | 2020/21 | 2021-02-19 |  |  | Approved
LA10/2020/0168/F | 2020-02-14 | Fermanagh and Omagh | Single wind turbine | Replacement wind turbine 52.7m hub height,39m rotor diameter (250Kw) | 300m SW of 37 Killymittan Road Ballinamallard | 228856 | 352558 | Approved | 2020/21 | 2021-01-15 |  |  | Approved
LA07/2020/0318/F | 2020-02-17 | Newry, Mourne and Down | Single wind turbine | Partial retrospective consent for in-situ wind turbine with a hub height of 40m and a rotor diameter of 30m, along with 2No. kiosks and gravel track. Proposed relocated access and creation of a new section of gravel track for access purposes.(Amended plans received relating to access only) | Lands approximately 230m to the north west of 15 Barnmeen Road Rathfriland | 317731 | 332241 | Refused | 2020/21 | 2021-01-19 |  |  | Refused
LA09/2020/0225/F | 2020-02-18 | Mid Ulster | Single wind turbine | Proposed replacement of existing turbine approved under I/2010/0381/F with a EWTDW54 turbine comprising of a 40m hub height and blade span of 27m (overall tip height of 67m) | Approximately 670m North West of 49 West Street Stewartstown | 285289 | 371400 | Approved | 2020/21 | 2021-03-23 |  |  | Approved
LA09/2020/0232/F | 2020-02-19 | Mid Ulster | Single wind turbine | Erection of 850KW turbine hub height 50m blade diameter 52m | Lands approximately 625m South East of 71 Rockdale Road Sandholes Cookstown | 276504 | 371907 | Withdrawn | 2020/21 | 2020-10-16 |  |  | Withdrawn
LA04/2020/0595/F | 2020-03-03 | Belfast | Single wind turbine | Proposed installation of a wind turbine on a 60m high tabular tower and 100m high blade tip, switch room cabinet, sub-station cabinet, extension of an existing laneway to form site access and all other associated ancillary works. | 510m north/north west if no.33 Upper Hightown Road Ballysillan Upper Belfast BT14 8RR | 330854 | 379410 | Refused | 2022/23 | 2023-01-24 |  |  | Refused
LA01/2020/0433/F | 2020-03-04 | Causeway Coast and Glens | Single wind turbine | Proposed replacement of existing turbine approved under B/2013/0258/F with an EWT DW54 250KW Turbine comprising of a 40m hub height and blade span of 27m (overall tip height of 67M) | Approx 800m east south east of no. 34 Terrydoo Road Limavady | 274196 | 421558 | Approved | 2022/23 | 2022-11-17 |  |  | Approved
LA01/2020/0483/F | 2020-03-04 | Causeway Coast and Glens | Single wind turbine | Proposed replacement of existing turbine approved under B/2013/0041/F with an EWT DW54 250KW turbine comprising of a 40m hub height and blade span of 27m (overall tip height of 67m) | Approximately 654m East South East of No. 34 Terrydoo Road Limavady | 274053 | 421571 | Approved | 2022/23 | 2022-11-17 |  |  | Approved
LA06/2020/0244/F | 2020-03-09 | Ards and North Down | Single wind turbine | Replacement of existing turbine with new 40m tower (previously 30m) and rotor diameter of 54m (previously 34m) with output of up to 250kw. | Lands approximately 459m SE of 69 Green Road Bangor | 352049 | 377758 | Withdrawn | 2021/22 | 2021-06-29 |  |  | Withdrawn
LA11/2020/0243/F | 2020-03-10 | Derry and Strabane | Single wind turbine | The removal of existing wind turbine (31.0m hub height, 29.5m rotor diameter, 46m blade tip height) and ancillary development deployed at land 540m south of 26 Concess Road, Victoria Bridge, Strabane, at grid reference 233697, 389697N and the installation of a new wind turbine (40m to hub, 54m rotor diameter, 67m blade tip height) and ancillary development including section of new access track and 2no substations to be located at grid reference 233773, 390014N, approximately 115m north eat of the existing turbine. The power output of the new turbine will be 250kW | Land approximately 500m south of 26 Concess Road Victoria Bridge Strabane BT82 9NA (grid reference 233773 390014N) | 233765 | 389956 | Approved | 2020/21 | 2021-03-10 |  |  | Approved
LA01/2020/0321/F | 2020-03-13 | Causeway Coast and Glens | Single wind turbine | Erection of turbine - proposed substitute of existing turbine as approved under LA01/2016/0015/F for a Vestas V52 hub height to remain at 40m, blade diameter increased from 34m to 52m 250kw | Lands approx 455m NW of 15 Mullan Road Kilrea Coleraine | 290657 | 415370 | Approved | 2021/22 | 2021-06-30 |  |  | Approved
LA08/2020/0422/F | 2020-03-16 | Armagh, Banbridge and Craigavon | Single wind turbine | Replacement of existing turbine approved under planning O/2010/0635/F from 30 m tower and 27m rotor diameter to proposed 50m tower and 54m rotor diameter | 70m south-east of 24 Tievenamara Road Keady Co. Armagh BT60 3JA | 283644 | 329356 | Withdrawn | 2020/21 | 2020-09-07 |  |  | Withdrawn
LA10/2020/0302/F | 2020-03-31 | Fermanagh and Omagh | Single wind turbine | Proposed retention of existing 150KW wind turbine as installed with 31m hub height and 24.6m rotor diameter amended from previous approval K/2004/1427/F for single wind turbine with 23.95m high tower height and 7.167m rotor diameter | Approximately 70m south west of 8 Tullyrush Road Beragh | 250362 | 367552 | Approved | 2020/21 | 2021-01-22 |  |  | Approved
LA09/2020/0492/F | 2020-04-22 | Mid Ulster | Single wind turbine | Minor relocation of Wind Turbine approved under Ref. H/2015/0056/F together with ground mounted photovoltaic panels at base | Approximately 800m of SW of 43 Disert Road Draperstown | 275967 | 390994 | Approved | 2021/22 | 2022-03-03 |  |  | Approved
LA01/2020/0451/F | 2020-05-06 | Causeway Coast and Glens | Single wind turbine | Proposed replacement of existing turbine approved under D/2011/0240/F with an EWT D54 250KW turbine comprising of a 40m hub height and blade span of 27m (overall tip height of 67m) (Amended scheme). | Approximately 100m West of No. 37 Stroan Road Dervock | 297449 | 430282 | Approved | 2022/23 | 2022-06-30 |  |  | Approved
LA10/2020/0412/F | 2020-05-06 | Fermanagh and Omagh | Single wind turbine | Replacement wind turbine 41.65m Hub height, 47m Rotor diameter | Approx. 200m North of 38 Enniskillen Road Makenny Ballinamallard | 224546 | 355752 | Approved | 2021/22 | 2021-04-30 |  |  | Approved
LA03/2020/0316/F | 2020-05-12 | Antrim and Newtownabbey | Single wind turbine | Replacement Wind Turbine, 40m tower and 54m rotor diameter (to replace turbine previously approved under ref. T/2013/0010/F) | Lands 288m North West of 171 Moneynick Road Toomebridge | 300712 | 390216 | Approved | 2020/21 | 2021-03-23 |  |  | Approved
LA06/2020/0384/F | 2020-05-12 | Ards and North Down | Single wind turbine | Retention of wind turbine with a 30m hub and 26m rotor diameter with an output of 250KW, tip height 43m | Approximately 150M East of No. 32A Lisbarnet Road Lisbane Newtownards | 347856 | 363677 | Approved | 2021/22 | 2021-09-14 |  |  | Approved
LA08/2020/0663/F | 2020-05-18 | Armagh, Banbridge and Craigavon | Single wind turbine | Proposed 5Kw output domestic wind turbine (18.3m high tower) (amended proposal) | To the rear of 24 Moyrourkan Road Tandragee BT62 2HD | 299698 | 342695 |  |  |  | 1 | 12 months and over | Pending
LA02/2020/0351/F | 2020-05-26 | Mid and East Antrim | Single wind turbine | Renewal of planning permission for G/2014/0046/F - For the erection of a single 225kw wind turbine with a hub height of 31.5cm, plus access lane (via existing road access) | 245m South of 107 Ballycregagh Road Clough | 309275 | 414680 | Approved | 2020/21 | 2020-09-04 |  |  | Approved
LA03/2020/0353/F | 2020-06-01 | Antrim and Newtownabbey | Single wind turbine | Replacement to existing turbine approved under T/2013/0256/F from 40m tower and 29.6m rotor diameter to proposed 50m tower and 52m rotor diameter | Lands 950m east of 84 Budore Road Ligoniel | 326126 | 376536 | Approved | 2021/22 | 2021-07-19 |  |  | Approved
LA10/2020/0486/F | 2020-06-04 | Fermanagh and Omagh | Single wind turbine | Replacement Wind Turbine 250kw, 41.65 hub height, 39.0m blade diameter - increase in hub height and blade diameter from existing turbine approved under L/2011/0189/F | Lands approx. 360m South West of 37 Killymittan Road Killymittan Ballinamallard | 228829 | 352466 | Approved | 2020/21 | 2021-01-29 |  |  | Approved
LA08/2020/0631/F | 2020-06-08 | Armagh, Banbridge and Craigavon | Single wind turbine | Erection of 250kW Wind turbine (increase of dimensions of an approved operational single wind turbine under application Q/2012/0190/F to increase the tower height from 35m to 40m and blade length from 18.5m to 19.5m - switch room, existing earthing and associated equipment to remain as currently installed). | Approx. 310m South East of 50 Garvaghy Road Banbridge BT32 3TF | 320678 | 347393 | Approved | 2023/24 | 2023-04-25 |  |  | Approved
LA10/2020/0456/F | 2020-06-08 | Fermanagh and Omagh | Single wind turbine | Replacement wind turbine, 40m hub height and 54m rotor diameter (250kW) Increase in rotor diameter from 31m to 54m from previous approval L/2013/0392/F | Lands approx. 380m NE of 50 The Kidds Road Garraroosky Newtownbutler co Fermanagh | 239117 | 328195 | Approved | 2021/22 | 2021-05-07 |  |  | Approved
LA10/2020/0458/F | 2020-06-08 | Fermanagh and Omagh | Single wind turbine | Replacement wind turbine, 40m hub height and 54m rotor diameter (250kW). Increase in rotor diameter from31m to 54m from previous approval L/2013/0394/F for existing turbine | Lands approx. 485m North of 50 The Kidds Road Garraroosky Newtownbutler | 239034 | 328451 | Approved | 2020/21 | 2021-02-08 |  |  | Approved
LA10/2020/0479/F | 2020-06-08 | Fermanagh and Omagh | Single wind turbine | Proposed installation of 1 no. wind turbine on a tubular tower of up to 50m height with blades up to 77m (to tip height) (Renewal of planning approval K/2014/0058/F- Wind turbine) | Lands 478m NE of 53 Doocrock Road Lettergash Dromore | 229307 | 362686 | Approved | 2020/21 | 2020-10-01 |  |  | Approved
LA10/2020/0480/F | 2020-06-08 | Fermanagh and Omagh | Single wind turbine | Proposed installation of 1 no. wind turbine on a tubular tower of up to 50m height with blades up to 77m (to tip height) (Renewal of planning approval K/2014/0057/F- Wind turbine) | Lands 422m NE of 53 Doocrock Road Lettergash Dromore | 229460 | 362530 | Approved | 2020/21 | 2020-09-30 |  |  | Approved
LA01/2020/0585/F | 2020-06-10 | Causeway Coast and Glens | Single wind turbine | The removal of existing wind turbine (37m hub height, 27m rotor diameter, 50.5m blade tip height) and ancillary development deployed at land 682m North West of 59 Moyarget Road, Carneatly, Ballycastle (grid reference 308679, 439837) as consented under E/2013/0135/F; and the installation of new wind turbine (40m to hub, 54m rotor diameter, 67m blade tip height - located approximately 10m East of the existing turbine) and ancillary development including 2No. substations, at grid reference 308687, 439842. The power output of the new turbine will be 250KW | Land located approximately 682m North West of 59 Moyarget Road Carneatly Ballycastle | 308663 | 439839 | Approved | 2022/23 | 2022-04-07 |  |  | Approved
LA09/2020/0665/F | 2020-06-11 | Mid Ulster | Single wind turbine | Retention of wind turbine with a hub height of 41.2m and tip height of 67.2m, associated hard standing area and switch room. Application is in lieu of approved wind turbine under I/2013/0366/F. Access to the proposal is from constructed track under LA09/2015/0776/F. | 398m East North / East of No. 10 Kinnagillan Road Teebane Cookstown | 266540 | 380908 | Approved | 2021/22 | 2021-04-20 |  |  | Approved
LA10/2020/0512/F | 2020-06-15 | Fermanagh and Omagh | Single wind turbine | Proposed retention of operational Vestas V52 wind turbine (60m hub height; 52m blade diameter, 86m blade tip height), existing new access track and hardstand area, electrical kiosk and storage kiosk (as constructed), with re-location off the Green Road as previously approved under LA10/2015/0369/F and K/2010/0357/F (additional information received showing access as existing with no works or other development proposed in terms of this existing access) | 791m NE of 128 Crockanboy Road Casorna Townland Rousky Omagh | 256062 | 385368 | Approved | 2021/22 | 2021-07-30 |  |  | Approved
LA03/2020/0422/F | 2020-06-24 | Antrim and Newtownabbey | Single wind turbine | Erection of replacement wind turbine with a 40m hub height and 27m blade length to replace existing wind turbine. associated 2no. electricity cabinets and site works | Approx 218m east of No. 20 Greenhill Road Ballyutoag Belfast | 327139 | 377418 | Approved | 2020/21 | 2021-02-10 |  |  | Approved
LA11/2020/0462/F | 2020-06-29 | Derry and Strabane | Single wind turbine | Proposed development of a single 250kw wind turbine, access and ancillary site works. Turbine hub height 30m and rotor diameter 30m. | Lands approximately 378 metres south west of 175 Ardmore Road Co. Londonderry BT473TD | 248356 | 410845 |  |  |  | 1 | 12 months and over | Pending
LA02/2020/0458/F | 2020-06-30 | Strategic Planning Division | Wind farm | Erection of a windfarm comprising 14 (three-bladed) horizontal axis wind turbines, each up to a maximum of 149.9 m to tip height. The Development would include an upgraded site entrance, access tracks, crane hardstandings, control building and substation compound, electricity transformers, underground cabling, energy storage containers and drainage works. During construction and commissioning there will be a number of temporary works including enabling works compound and construction compound with car parking, temporary parts of crane hardstanding, welfare facilities and off-site road widenings into 3rd party lands on the Brustin Brae Road, Ballycoose Road and Feystown Road. | Lands approximately 3km N W of Cairncastle and 4km NW of Ballygally which are located immediately to the north of the Feystown Road in the Townlands of Ballycoos Ballygawn Ballygilbert Lisnahay North and Lisnahay South Co Antrim. Access is provided directly from the Feystown Road where an existing agricultural entrance is located 0.35km west from the Antrim Hills Way Carpark. The Western site boundary is located approximately 1.1km from the Feystown RC Church on the Feystown Road and the Eastern boundary is located approximately 1.96km from the Drumnagreagh Rd. The Northern site boundary is approximately 4km from Glenarm village. | 333053 | 410608 | Withdrawn | 2024/25 | 2025-02-07 |  |  | Withdrawn
LA07/2020/0909/F | 2020-07-06 | Newry, Mourne and Down | Single wind turbine | Replacement and relocation of existing wind turbine as approved in application Q/2011/0388/F with a V52 wind turbine up to 51.9 hub height and up to 77.9m tip height, electrical cabinets, hard standing area and all other associated and ancillary works (Amended Proposal Descrption) | 184m South East of No 75 Begny Hill Road Dromara Co Down | 332193 | 349992 | Approved | 2024/25 | 2025-01-10 |  |  | Approved
LA09/2020/0825/F | 2020-07-08 | Mid Ulster | Single wind turbine | Replacement of existing turbine approved under M/2010/0660/F with an EWT DW54 250KW Turbine comprising of a 50m hub height & blade span of 27m (overall tip height of 77m) | Approx 210m SW of 43 Errigal Road Ballygawley | 257731 | 357392 | Approved | 2021/22 | 2021-06-09 |  |  | Approved
LA10/2020/0603/F | 2020-07-08 | Fermanagh and Omagh | Single wind turbine | Replacement of existing installed 250KW wind turbine approved under K/2013/0176/F with alternative 250KW wind turbine with hub height increased to 51m and blade diameter increased to 52m | Lands approx. 376m north east of 60 Tursallagh Road Gleneeny Sixmilecross | 262013 | 368409 | Approved | 2021/22 | 2021-08-17 |  |  | Approved
LA02/2020/0483/F | 2020-07-10 | Mid and East Antrim | Single wind turbine | Erection of a replacement wind turbine (250kw) with 40m hub height and 26m blade length. (In lieu of previous approval of planning permission LA02/2019/0935/F) | Lands at 175m North West of 90 Woodside Road Ballymena | 314391 | 403536 | Approved | 2020/21 | 2020-10-29 |  |  | Approved
LA02/2020/0499/F | 2020-07-16 | Mid and East Antrim | Single wind turbine | Planning amendment to an approved, operational 250kW single wind turbine under application F/2013/0010/F, to decrease the tower height from 50m to 40m and increase blade length from 15m to 22m. (Amended description) | Approx. 240m SE of 166 Ballysnod Road Larne | 339432 | 400650 | Approved | 2021/22 | 2021-09-08 |  |  | Approved
LA02/2020/0528/F | 2020-07-27 | Mid and East Antrim | Single wind turbine | Application to renew approved application G/2014/0307 for a 250KW Wind Turbine with a base height of 40m and a blade length 0f 27m | 204m NE of 17 Ardymagh Road Ballyclare | 327308 | 398040 | Approved | 2020/21 | 2020-10-16 |  |  | Approved
LA10/2020/0668/F | 2020-07-27 | Fermanagh and Omagh | Single wind turbine | Replacement of existing wind turbine approved under L/2012/0543/F with 150Kw turbine with hub height increased to 52.7m and blade diameter increased to 39.0m | 283m SE of 256 Tummery Road Irvinestown | 226928 | 359013 | Approved | 2020/21 | 2021-01-11 |  |  | Approved
LA03/2020/0495/F | 2020-07-28 | Antrim and Newtownabbey | Single wind turbine | Single 250kw wind turbine with a base height of 30m and a blade length of 16.5m (Renewal of previous approval T/2015/0056/F) | Approx 480m north east of 42 Ballyhill Road Crumlin Co Antrim BT29 4TB | 324530 | 378273 | Withdrawn | 2020/21 | 2021-03-23 |  |  | Withdrawn
LA09/2020/0925/F | 2020-07-31 | Mid Ulster | Single wind turbine | Replacement to existing turbine approved under planning application M/2011/0015/F from under 40m tower and 33m rotor diameter to proposed 50m tower and 54m rotor diameter | Lands 220m North of 52 Reclain Road Castlecaulfield Co Tyrone BT70 3BS | 270003 | 364508 | Approved | 2020/21 | 2021-03-04 |  |  | Approved
LA10/2020/0703/F | 2020-08-03 | Fermanagh and Omagh | Single wind turbine | Replacement of existing turbine approved under K/2012/0207/F from 31m hub height and 27m rotor diameter to proposed 35m tower and 52m rotor diameter | Approx. 308m south east of 15 Realtons Road Trillick | 232181 | 352112 | Approved | 2020/21 | 2021-03-05 |  |  | Approved
LA06/2020/0680/F | 2020-08-06 | Ards and North Down | Single wind turbine | Proposed replacement of an existing wind turbine (with 50m hub height and 27m rotor diameter) with a 250KW wind turbine (with 50m hub height and 52m rotor diameter) (Shadow Flicker Assessment received) | Lands approx. 190m west of 16a Tullykevin Road Tullykevin Greyabbey Co. Down BT22 2NB | 359933 | 369497 | Approved | 2021/22 | 2022-02-08 |  |  | Approved
LA07/2020/1054/F | 2020-08-06 | Newry, Mourne and Down | Single wind turbine | Erection of turbine - Proposed substitute of existing turbine as approved under P/2012/0459/F for a Vestas V52 hub height lowered from 44m to 40m, blade diameter increased from 34m to 52m. 250kw | Lands approx. 342m South East of 29 Newry Road Crossmaglen Newry | 292031 | 315392 | Approved | 2021/22 | 2021-12-07 |  |  | Approved
LA10/2020/0721/F | 2020-08-07 | Fermanagh and Omagh | Single wind turbine | Replacement turbine (Change from Vestas V27 to Vestas V47 - hub height 40m, 225kw) | 242 Barony Road Creggan Omagh | 265454 | 378404 | Approved | 2020/21 | 2020-10-15 |  |  | Approved
LA01/2020/0895/F | 2020-08-27 | Causeway Coast and Glens | Single wind turbine | Replace existing 30m hub height wind turbine on site with 250kw wind turbine with hub height of 50m, 25m blade (50m diameter), reusing existing concrete base, and existing lane way to wind turbine | Lands 370m South of 70 Curragh Road Dugiven BT47 4QT | 271004 | 409008 | Approved | 2021/22 | 2022-03-31 |  |  | Approved
LA01/2020/0887/F | 2020-08-28 | Causeway Coast and Glens | Single wind turbine | Proposed replacement of existing turbine approved under LA01/2015/0510/F with an EWT DW54 250KW Turbine comprising of a 50m hub height and blade span of 27m (overall tip height of 77m) | Approximately 480m SW of 120 Killunaght Road Dungiven | 264391 | 409769 | Approved | 2022/23 | 2023-03-15 |  |  | Approved
LA01/2020/0987/F | 2020-09-03 | Causeway Coast and Glens | Single wind turbine | Application to renew approved 250kw wind turbine with a base height of 40m and a blade length of 22m (LA01/2015/0024/F) | Approx 391m SW of 72 Ringrash Road Coleraine | 281293 | 429313 | Withdrawn | 2021/22 | 2021-10-15 |  |  | Withdrawn
LA03/2020/0613/F | 2020-09-09 | Antrim and Newtownabbey | Single wind turbine | Single V80 turbine not to exceed hub height of 60m and tip height of 100m above ground level. Ancillary development to include associated infrastructure including upgraded on site access track, an on site substation and control building, underground cables, permanent crane hardstanding and all other ancillary and associated works. | Approx 250m south west of 72 Boghill Road Newtownabbey Co Antrim BT36 4QT | 327338 | 380918 | Approved | 2022/23 | 2022-11-16 |  |  | Approved
LA07/2020/1278/F | 2020-09-11 | Newry, Mourne and Down | Single wind turbine | Application to renew approved 150kW wind turbine with a base height of 30m and a blade length of 16.5m (Approved Planning R/2014/0574/F) | Approx. 365m South West of 18 Brae Road Ballynahinch | 335777 | 356195 | Approved | 2021/22 | 2021-07-07 |  |  | Approved
LA11/2020/0701/F | 2020-09-11 | Derry and Strabane | Single wind turbine | Removal of existing turbine approved under planning J/2012/0400/F (40m hub height and 29m rotor diameter) and erection of wind turbine (40m hub height and 39m rotor diameter) - power output 250kw | Approx. 370m North West of 99 Peacock Road Strabane Co Tyrone BT82 9NF | 231193 | 391364 | Withdrawn | 2020/21 | 2021-01-22 |  |  | Withdrawn
LA04/2020/1852/F | 2020-09-14 | Belfast | Single wind turbine | Renewal of permission for wind turbine with 250 KW generator, 50m hub height and 54m rotor diameter S/2014/0495/F. | 35M North of Silotank Factory Springbank Industrial Estate Dunmurry. | 327112 | 370724 | Approved | 2022/23 | 2022-04-25 |  |  | Approved
LA06/2020/0814/F | 2020-09-14 | Ards and North Down | Single wind turbine | 250KW wind turbine with 40m hub height and 19.5m rotor diameter (Renewal of application Ref X/2014/0364/F) | Approximately 170m SE of 36 New Road Carrowdore BT22 2HB | 359805 | 372219 | Withdrawn | 2021/22 | 2021-09-22 |  |  | Withdrawn
LA09/2020/1122/F | 2020-09-16 | Mid Ulster | Single wind turbine | Amendment to existing turbine approved under LA09/2015/0435/F. Alterations to rotor diameter from 34m to 47m on an existing (in situ) 40m tower | Lands 115m South of 66 Thornhill Road Crossdermot Pomeroy | 275614 | 368879 | Approved | 2021/22 | 2021-08-19 |  |  | Approved
LA10/2020/0895/F | 2020-09-16 | Fermanagh and Omagh | Single wind turbine | 225Kw wind turbine, 35m hub height, 29m blade diameter, renewal of approval L/2015/0079/F for same | 200m N of 251 Ballyconnell Road Gortineddan Derrylin | 228112 | 321199 | Approved | 2020/21 | 2021-03-03 |  |  | Approved
LA03/2020/0642/F | 2020-09-17 | Antrim and Newtownabbey | Single wind turbine | Replacement of existing wind turbine (51.5m hub height and 66.5m tip height) as approved in application 2012/A0180 with a V52 wind turbine up to 41.9m hub height and up to 67.9m tip height, electrical cabinets, hard standing area and all other associated and ancillary works | Approx 575m east of 12 Laurel Lane Belfast BT14 8SQ | 325888 | 375967 | Approved | 2021/22 | 2021-08-23 |  |  | Approved
LA08/2020/1129/F | 2020-09-18 | Armagh, Banbridge and Craigavon | Single wind turbine | Proposed replacement of existing turbine(approved under LA08/2015/0901/F) with a V52 turbine(hub height of 51.09m and tip height of 77.9m) and electrical cabinets, hardstanding area and all other associated ancillary works. | Approximately 142m south of 38 Garvaghy Road Banbridge Down BT32 3SZ | 320838 | 347633 |  |  |  | 1 | 12 months and over | Pending
LA08/2020/1132/F | 2020-09-18 | Armagh, Banbridge and Craigavon | Single wind turbine | Erection of turbine (to replace existing turbine approved under O/2013/0249/F) with a V52 turbine (hub height of 51.09m and tip height of 77.9m) and electrical cabinets, hardstanding area and all other associated ancillary works. | Approximately 107m east of 27 Edenaveys Road Ballynahone More Armagh BT60 1HS | 290198 | 344797 |  |  |  | 1 | 12 months and over | Pending
LA09/2020/1194/F | 2020-09-29 | Mid Ulster | Single wind turbine | Renewal of Planning Permission I/2015/0021/F - Installation of a wind turbine on a tubular tower up to 40m (to hub height) with blades up to 55m (to tip height) | 333m North of 53 Killybasky House Dunnabraggy Road Killybasky Cookstown | 282366 | 382194 | Withdrawn | 2021/22 | 2021-06-07 |  |  | Withdrawn
LA07/2020/1409/F | 2020-10-05 | Newry, Mourne and Down | Single wind turbine | Proposed Replacement of existing turbine approved under R/2014/0197/F with EWT DW54 250KW turbine comprising of a 50m hub height and blade span of 27m (overall tip height of 77m) | Approx. 220m North of No. 93 Ballynahinch Road Saintfield | 338511 | 356448 | Approved | 2021/22 | 2021-09-01 |  |  | Approved
LA10/2020/0989/F | 2020-10-12 | Fermanagh and Omagh | Single wind turbine | Replacement wind turbine , 40m hub height and 54m rotor diameter,(250KW). Increase in rotor diameter from 31m to 54m from previous approval L/2012/0142/F | 160m north of 70 Mulnahorn Road Keeranbeg Magheraveely Enniskillen | 242215 | 330546 | Approved | 2020/21 | 2021-01-11 |  |  | Approved
LA10/2020/1014/F | 2020-10-16 | Fermanagh and Omagh | Single wind turbine | Replacement of existing turbine approved under L/2012/0687/F with a vesta v52 250KW turbine comprising of a 59m height and blade span of 26m (overall tip height of 85m overall blade diameter 52m) | 220m North East of No. 9 Glen Road Killyculla Tempo | 235590 | 349289 | Approved | 2021/22 | 2021-05-24 |  |  | Approved
LA01/2020/1127/F | 2020-10-19 | Causeway Coast and Glens | Single wind turbine | Application to renew approved 250kw wind turbine with a base height of 30m and a blade length of 16.5m (C/2014/0416/F) | Approximately 313m North of 88 Ballyrashane Road Coleraine | 289867 | 433670 | Withdrawn | 2020/21 | 2021-03-03 |  |  | Withdrawn
LA09/2020/1305/F | 2020-10-20 | Mid Ulster | Single wind turbine | Proposed replacement of existing turbine approved under I/2014/0238/F with an EWT DW54 250Kw turbine comprising of a 40m hub height and blade span of 27m (overall tip height of 67m) | Approximately 310M South East Of 37 Sessiagh Road Cookstown | 284020 | 374509 | Approved | 2022/23 | 2022-04-26 |  |  | Approved
LA06/2020/1035/F | 2020-11-02 | Ards and North Down | Single wind turbine | Replacement of existing turbine approved under X/2013/0095/F (32.3m hub height, 32m rotor diameter and overall tip height of 48.3m) with an EWT DW54 250KW Turbine comprising of a 50m hub height and blade span of 27m (overall tip height of 77m) | Approximately 320m SW of 59 Ballyrogan Road Newtownards | 346051 | 373928 | Approved | 2021/22 | 2022-02-24 |  |  | Approved
LA06/2020/1043/F | 2020-11-02 | Ards and North Down | Single wind turbine | 150kW Wind Turbine with 30m tower height and 13.5m blade length (renewal of application ref: X/2015/0027/F) | Approximately 192m South of 22 Bairdstown Road Ballywalter BT22 2LD | 362042 | 370291 | Withdrawn | 2021/22 | 2021-09-23 |  |  | Withdrawn
LA07/2020/1647/F | 2020-11-02 | Newry, Mourne and Down | Single wind turbine | Replacement of existing wind turbine approved in application P/2013/0277/F with a turbine of increased blade length from 15m to 23.5m, with hub height to remain at 40m. | Approximately 400m north west of 3 Aghincurk Road Newtownhamilton | 293461 | 330026 | Approved | 2021/22 | 2021-07-08 |  |  | Approved
LA01/2021/0175/F | 2020-11-04 | Causeway Coast and Glens | Wind farm | Proposed amendments to the original consent B/2009/0070/F consisting of: - a reduction in the overall turbine tip height from 120.5m to 114.90m; a reduction in height from 85m to 68.9m and an increase in rotor diameter from 71m to 92m, for all 7 turbines - a new development site entrance; relocation of the combined substation and construction compound area; and a revised access track route to service T1, T2, T5 & T6 (as per previous consent B/2013/0196/f) - all ancillary development including minor increases in the size of the crane pads & wind turbine foundations to accommodate the newly proposed turbine models - The installed capacity will be 16.45MW | Land located at Smulgedon Hill South of Legavallon Road approx. 9km to the North East of Dungiven and 8km West of Garvagh | 275960 | 414833 | Approved | 2022/23 | 2023-01-09 |  |  | Approved
LA02/2020/0849/F | 2020-11-07 | Mid and East Antrim | Single wind turbine | 250 kw wind turbine with 40m tower height and 1905m blade length (Renewal of F/2014/0201/F) | Approximately 454m NE of 57 Manse Road Ballycarry | 343646 | 394460 | Withdrawn | 2020/21 | 2021-03-03 |  |  | Withdrawn
LA06/2020/1065/F | 2020-11-09 | Ards and North Down | Single wind turbine | 250kW wind turbine with 40m hub height and 19.5 rotor diameter (renewal of application X/2015/0053/F | Approx 254m SW of 69 New RoadCarrowdoreBT22 2LL | 360177 | 371231 | Withdrawn | 2021/22 | 2021-09-29 |  |  | Withdrawn
LA06/2020/1067/F | 2020-11-09 | Ards and North Down | Single wind turbine | 250kW wind turbine with 40m hub height and 19.5m rotor diameter - renewal of application X/2014/0128/F | Approximately 173m SE of 11 Balliggan Road Kircubbin | 362678 | 364929 | Withdrawn | 2021/22 | 2021-04-22 |  |  | Withdrawn
LA06/2020/1070/F | 2020-11-10 | Ards and North Down | Single wind turbine | 250kW Wind Turbine with 40m hub height and 19.5m rotor diameter - renewal of application X/2014/0606/F | Approximately 440m NE of 209 Abbey Road Millisle Newtownards BT22 2DH | 358593 | 374347 | Withdrawn | 2021/22 | 2021-05-24 |  |  | Withdrawn
LA01/2020/1197/F | 2020-11-13 | Causeway Coast and Glens | Single wind turbine | Erection of Turbine - Proposed substitute of existing turbine as approved under C/2011/0164/F for a Vestas V27. Hub height increase from 28m to 40m, blade diameter increased from 20m to 27m, 100kw, and relocated to new position. (Amended description) | Lands Approx 185m North of 4 Glebe Road Garvagh (Amended address) | 282224 | 414436 | Approved | 2022/23 | 2022-11-17 |  |  | Approved
LA01/2020/1213/F | 2020-11-13 | Causeway Coast and Glens | Single wind turbine | Erection of replacement wind turbine with a 40m hub height and 27m blade length to replace existing wind turbine approved and built under E/2011/0079/F, associated 2no electricity cabinets and site works | Approx 426m SW of 90 Moyarget Road Ballycastle | 308326 | 438165 | Approved | 2022/23 | 2022-05-04 |  |  | Approved
LA06/2020/1127/F | 2020-11-23 | Ards and North Down | Single wind turbine | Replacement of installed 250KW wind turbine approved under planning application X/2015/0029/F with alternative 250KW wind turbine. Proposal to increase approved tower height from 40m to 51.05m and increase approved blade length from a maximum of 22m to a maximum of 23.5m. (Proposed amendments to approval LA06/2018/0226/F) | Approximately 320m North West of number 241 Bangor Road Newtownards. | 349424 | 376656 | Approved | 2021/22 | 2021-04-20 |  |  | Approved
LA10/2020/1255/F | 2020-11-30 | Fermanagh and Omagh | Single wind turbine | Replacement to existing wind turbine certified under LA10/2019/1338/LDE from 30m tower and 33m rotor diameter to proposed 40m tower and 54m rotor diameter (additional information received in respect of noise impact, published on planning portal 14 APR 2022) | Lands 437m South of 22 Derryallen Road Screeby Trillick | 230974 | 352240 | Approved | 2022/23 | 2022-12-14 |  |  | Approved
LA10/2020/1262/F | 2020-12-03 | Fermanagh and Omagh | Single wind turbine | A single 250KW wind turbine with a base height of 40m and a blade length of 22m (renewal of application LA10/2015/0194/F) | Approx. 428m south of 54 Gillygooley Road Omagh | 241323 | 373323 | Approved | 2020/21 | 2021-02-10 |  |  | Approved
LA06/2020/1171/F | 2020-12-04 | Ards and North Down | Single wind turbine | 250kW wind turbine with 40m tower height and 19.5m blade length - renewal of Approval X/2014/0635/F | Approx 354m east of 21 Bairdstown Road Ballywalter BT22 2LD | 362373 | 371058 | Withdrawn | 2021/22 | 2021-09-10 |  |  | Withdrawn
LA09/2020/1645/F | 2020-12-21 | Mid Ulster | Single wind turbine | Proposed replacement of existing 50m tower and 29m diameter rotor with 50m tower and EWT DW54m diameter rotor output 225kw | Land Approx. 450M West Of Broughderg Community Centre 123 Broughderg Road Greencastle | 265015 | 386561 |  |  |  | 1 | 12 months and over | Pending
LA08/2021/0030/F | 2020-12-22 | Armagh, Banbridge and Craigavon | Single wind turbine | Replacement of existing turbine approved under planning O/2007/0580/F with proposed 40m tower and 54m rotor diameter. | Lands 195m south east of 87 Ballymoran Road Armagh BT60 2AH | 290156 | 341593 | Approved | 2023/24 | 2023-10-23 |  |  | Approved
LA10/2021/0016/F | 2020-12-22 | Fermanagh and Omagh | Single wind turbine | Proposed replacement of existing turbine, approved under K/2011/0459/F, with an EWT DW54 250kw turbine, comprising of a 50m hub height and blade span of 27m (overall tip height of 77m). | Approx. 380m West of 98 Camlough Road Carrickmore | 261089 | 374898 | Approved | 2022/23 | 2022-04-25 |  |  | Approved
LA10/2021/0017/F | 2020-12-22 | Fermanagh and Omagh | Single wind turbine | Proposed replacement of existing turbine, approved under K/2011/0463/F, with an EWT DW54 250kw turbine, comprising of a 50m hub height and blade span of 27m (overall tip height of 77m) (Updated Noise Impact Information received) | Approx. 370m NE of 75 Mullanmore Road Loughmacrory Omagh | 260001 | 375158 | Approved | 2021/22 | 2022-03-31 |  |  | Approved
LA04/2021/0067/F | 2020-12-24 | Belfast | Single wind turbine | 250kW Wind turbine (Increase of dimensions of an approved operational single wind turbine under application Z/2011/0937/F to increase the tower height from 30m to 53m and blade length from 16.7m to 19.5m) | Approx. 330m South West of 40 Ballyutoag Road Legoniel Belfast BT14 8SR | 328701 | 378433 | Approved | 2021/22 | 2021-12-10 |  |  | Approved
LA02/2021/0029/F | 2020-12-30 | Mid and East Antrim | Single wind turbine | Replacement of existing turbine approved under V/2011/0080/F to proposed 40m tower and 54m rotor diameter (up to 250kW/EWT 54) | Lands 429m north west of 43 Loughmourne Road Carrickfergus | 339653 | 393361 | Approved | 2021/22 | 2021-05-04 |  |  | Approved
LA10/2021/0093/F | 2021-01-20 | Fermanagh and Omagh | Single wind turbine | Proposed replacement of existing installed wind turbine approved under K/2014/0029/F, with alternative 150kw wind turbine with hub height increased to 52.7m and blade diameter increased to 39m | Approx. 90m SW of 28 Aghnaglea Road Sixmilecross | 258333 | 368899 | Approved | 2021/22 | 2021-12-01 |  |  | Approved
LA02/2021/0092/F | 2021-01-26 | Mid and East Antrim | Single wind turbine | Proposed replacement of existing installed wind turbine approved under ref G/2013/0150/F, with alternative 150kw turbine with hub height increased to 52.7m, and blade diameter increased to 39m | Approx. 215m South East of 10 Gillistown Road Toomebridge | 302951 | 396323 | Approved | 2021/22 | 2021-07-22 |  |  | Approved
LA02/2021/0152/F | 2021-02-09 | Mid and East Antrim | Single wind turbine | Retrospective application for wind turbine with 30m Hub/150KW Bonus to supersede previous approval - LA02/2017/0296/F | 63m West of 45 Deerpark Road Glenarm | 328916 | 408379 | Approved | 2021/22 | 2021-09-17 |  |  | Approved
LA03/2021/0134/F | 2021-02-09 | Antrim and Newtownabbey | Single wind turbine | Replacement of existing wind turbine (51.5m hub height and 66.5m tip height) as approved in PAC application 2013/A0049 (T/2012/0418/F) with a V52 wind turbine up to 51.9m hub height and up to 77.9. tip height, electrical cabinets, hard standing area and all other associated and ancillary works (Further information received) | Lands 300m north west of 40 Aughnabrack Road Ballyutoag Belfast BT14 8SP | 327089 | 380549 | Approved | 2022/23 | 2022-07-11 |  |  | Approved
LA03/2021/0136/F | 2021-02-09 | Antrim and Newtownabbey | Single wind turbine | Replacement of existing wind turbine (51.5m hub height and 65m tip height) approved under U/2012/0372/F with a V52 wind turbine up to 51.0m hub height and up to 77.9m tip height, electrical cabinets, hardstanding area and all other associated and ancillary works | Lands 500m North of 63 Boghill Road Newtownabbey BT36 4QS | 328078 | 381754 | Approved | 2022/23 | 2022-10-25 |  |  | Approved
LA08/2021/0223/F | 2021-02-09 | Armagh, Banbridge and Craigavon | Single wind turbine | Replacement of the existing wind turbine (51.5m hub height and 66.5m tip height) as approved in application Q/2012/0372/F with a V52 wind turbine up to 51.9m hub height and up to 77.9m tip height, electrical cabinets, hard standing area and all associated and ancillary works. | Lands 335m north of 30 Garvaghy Road, Banbridge BT32 3SZ | 321154 | 348258 | Approved | 2024/25 | 2024-06-26 |  |  | Approved
LA11/2021/0203/F | 2021-02-17 | Derry and Strabane | Single wind turbine | Erection of new proposed 40m hub height and 39m rotor diameter wind turbine (up to 250kW output) to substitute existing 40m hub height and 29m rotor diameter wind turbine (Shadow Flicker Assessment received) | Approx. 370M. North West of 99 Peacock Road Strabane Co. Tyrone | 231216 | 391339 | Approved | 2021/22 | 2021-12-17 |  |  | Approved
LA11/2021/0247/F | 2021-02-18 | Derry and Strabane | Single wind turbine | Erection of new proposed 45m hub height and 47m rotor diameter wind turbine (250Kw) to substitute existing installed 41m hub height and 33.4m rotor diameter wind turbine | Approximately 400m south west of 20 Lislafferty Road Newtownstewart | 234482 | 384692 | Approved | 2021/22 | 2021-08-31 |  |  | Approved
LA09/2021/0268/F | 2021-02-19 | Mid Ulster | Single wind turbine | Proposed replacement of existing turbine approved under I/2014/0394/F with an EWT DW54 250KW turbine comprising of a 40m hub height and blade span of 27m (overall tip height of 67m) (Revised Noise and Visual Information) | Approximately 210M South East Of 40 Gortagammon Road Cookstown | 283019 | 372896 | Approved | 2024/25 | 2024-05-02 |  |  | Approved
LA11/2021/0242/F | 2021-02-19 | Derry and Strabane | Single wind turbine | Erection of new proposed 45m hub height and 47m rotor diameter wind turbine (250Kw) to substitute existing installed 41m hub height and 33.4m rotor diameter wind turbine | Approximately 470m south west of 20 Lislafferty Road Newtownstewart | 234621 | 384537 | Approved | 2021/22 | 2021-08-31 |  |  | Approved
LA01/2021/0205/F | 2021-02-22 | Causeway Coast and Glens | Single wind turbine | Proposed replacement of existing turbine approved under D/2013/0037/F with an EWT DW54 250KW turbine compromising of a 50m hub height and blade span of 27m (overall tip height of 77m) | Approximately 220 metres north of No.16 Drumack Lane Rasharkin | 298538 | 412199 | Approved | 2021/22 | 2022-02-24 |  |  | Approved
LA01/2021/0240/F | 2021-02-26 | Causeway Coast and Glens | Single wind turbine | Proposed replacement of existing wind turbine as approved under planning reference B/2012/0177/F with a new wind turbine to a hub height of 40m and a rotor diameter of 39m along with associated development. | 273m South West of 61 Ballyavelin Road Limavady | 270522 | 420344 | Approved | 2021/22 | 2022-02-10 |  |  | Approved
LA03/2021/0252/F | 2021-03-03 | Antrim and Newtownabbey | Solar farm | Construction and operation of Solar PV Farm with installed capacity of approx. 3.75 MWp. Development comprises; photo-voltaic solar panels on mounting frames, 1 no. substation, 2 no. transformer substations, perimeter fencing, CCTV cameras (on 3m high poles), internal service tracks, landscaping, relocation and upgrading of existing access on Dunore Road and all associated site works | Lands adjacent to and west of Water Treatment works and approx. 120m north of 15 Dunore Road Aldergrove Crumlin BT29 4EA | 312865 | 382962 | Approved | 2022/23 | 2022-08-26 |  |  | Approved
LA10/2021/0286/F | 2021-03-08 | Fermanagh and Omagh | Single wind turbine | Renewal of planning approval K/2014/0237/F for 250Kw wind turbine with 40m hub height and 31m diameter rotor | Approx 390m north west of 145 Creggan Road Carrickmore | 262100 | 377023 | Approved | 2021/22 | 2021-09-23 |  |  | Approved
LA02/2021/0237/F | 2021-03-10 | Mid and East Antrim | Single wind turbine | Erection of a single wind turbine (Bonus 150kw) with a hub height of 30m and tip height of 42m | 300m East of 7 Skerry West Road Newtowncrommelin | 313182 | 417149 | Approved | 2021/22 | 2021-05-25 |  |  | Approved
LA10/2021/0310/F | 2021-03-12 | Fermanagh and Omagh | Single wind turbine | Replacement wind turbine | 210m south west of 139 Camlough Road Carrickmore | 263646 | 375102 | Approved | 2021/22 | 2021-07-14 |  |  | Approved
LA07/2021/0632/F | 2021-03-26 | Newry, Mourne and Down | Single wind turbine | Replacement of existing turbine approved under P/2012/0284/F with a Vestas V44 wind turbine comprising of a 40m hub height and blade span of 22m (overall tip height of 62m). | Approx. 540m East of No. 32 Shaughan Road Belleeks Newry | 298876 | 324883 | Approved | 2021/22 | 2022-02-18 |  |  | Approved
LA11/2021/0414/F | 2021-04-07 | Derry and Strabane | Single wind turbine | Renewal of planning permission J/2014/0290/F (Erection of 250kw wind turbine with mast height of 46m and a 31m rotor diameter) | Approx. 365 M. East of 24 Whitehill Road Drumquin | 235510 | 377411 | Refused | 2021/22 | 2021-12-07 |  |  | Refused
LA10/2021/0431/F | 2021-04-12 | Fermanagh and Omagh | Single wind turbine | Proposed wind turbine with 55m hub height and 52m rotor diameter | Approx. 335m NE of 5 Remacken Road Sixmilecross accessing onto Drumlester Road Sixmilecross | 257501 | 369016 | Approved | 2021/22 | 2021-12-02 |  |  | Approved
LA10/2021/0479/F | 2021-04-16 | Fermanagh and Omagh | Single wind turbine | Replacement of existing installed Nordtank 150KW wind turbine with alternative 150KW wind turbine with 53m hub height and 39m rotor diameter and associated amendments to farm lane and construction of additional crane hardstanding | Approx. 70m south west of 8 Tullyrush Road Beragh | 250350 | 367544 | Approved | 2021/22 | 2021-12-09 |  |  | Approved
LA07/2021/0794/F | 2021-04-26 | Newry, Mourne and Down | Single wind turbine | Replacement to planning approval LA07/2018/0096/F. Change of tower height from 32m to 40m and rotor diameter from 34m to 54m. | Lands approx. 240m south east of 46 Castlerainey Road Crossgar | 345610 | 354613 | Approved | 2021/22 | 2021-10-06 |  |  | Approved
LA01/2021/0552/F | 2021-05-06 | Causeway Coast and Glens | Single wind turbine | Proposed replacement of existing turbine approved under E/2010/0334/F with a Vestas V52 wind turbine comprising of a 50m hub height and blade span of 26m (overall tip height of 76m) | Approximately 320m South East of 66 Moyarget Road Ballycastle | 308854 | 438796 | Withdrawn | 2021/22 | 2021-08-25 |  |  | Withdrawn
LA09/2021/0703/F | 2021-05-07 | Mid Ulster | Single wind turbine | Replacement V39 Turbine to replace the existing operational turbine in order to promote further production of greener energy | North Of 201 Drum Road Cookstown At Approved Operational Wind Turbine At I/2012/0462/F | 275533 | 378773 |  |  |  | 1 | 12 months and over | Pending
LA06/2021/0595/F | 2021-05-11 | Ards and North Down | Single wind turbine | 250kw Wind turbine (Increase of dimensions of an approved single wind turbine under application X/2014/0148/F to increase the tower height from 40m to 53m and blade length from 19.5m to 22m) (Amended Noise Impact Assessment) | Approx. 384m East of 3 Kilbright Road Carrowdore Ards Co. Down BT22 2HG | 360829 | 372238 | Withdrawn | 2021/22 | 2021-12-10 |  |  | Withdrawn
LA07/2021/0922/F | 2021-05-12 | Newry, Mourne and Down | Single wind turbine | 250KW Wind turbine (Increase of dimensions of an approved operational single wind turbine under application LA07/2015/0372/F to increase the blade length from 22m to 23.5m) | Approx. 222m North West of 155 Crossgar Road Saintfield | 342574 | 355263 | Approved | 2022/23 | 2022-05-13 |  |  | Approved
LA08/2021/0739/F | 2021-05-12 | Armagh, Banbridge and Craigavon | Single wind turbine | Erection of Wind turbine (amendment to an approved operational 250kW single wind turbine under application O/2013/0413/F, to increase the tower height from 40m to 53m and blade length from 19.5m to 23.5m.) | Approximately 175m East of 30 Redrock Road Collone Armagh BT60 2BL | 292292 | 340983 | Approved | 2023/24 | 2024-01-11 |  |  | Approved
LA03/2021/0521/F | 2021-05-20 | Antrim and Newtownabbey | Single wind turbine | Proposed development of renewable energy production and use park - comprising 4No containers to provide for 2No electrolysers, ammonia generator and a drier unit and dry cooler tank, electrical/control unit, trailer filling system and with on and off site energy and gas uses and with associated energy uses and storage and loading areas and with site access from existing track, security fencing, cabling, ducting, borehole and all other related, associated and ancillary works. | 385m East to North/East of no. 12 Laurel Lane Bayllyutoag Belfast BT14 8SQ | 325668 | 376043 | Withdrawn | 2022/23 | 2022-07-27 |  |  | Withdrawn
LA07/2021/1020/F | 2021-05-28 | Newry, Mourne and Down | Single wind turbine | Replacement of existing wind turbine (40m hub height and 53.5m tip height) as approved in application 2012/A0009 (Q/2011/0197/F) with V52 wind turbine up to 51.9m hub height and up to 77.9m tip height, electrical cabinets, hard standing area and all other associated and ancillary works | Lands 460m east south east from 199 Rathfriland Road Dromara | 327823 | 346476 |  |  |  | 1 | 12 months and over | Pending
LA07/2021/1027/F | 2021-05-28 | Newry, Mourne and Down | Single wind turbine | Replacement of existing wind turbine (40m hub height and 55m tip height) as approved in application 2012/A0019 (R/2012/0082/F) with V52 wind turbine up to 51.9 hub height and up to 77.9 tip height, electrical cabinets, hard standing area and all other associated and ancillary works | Lands 600m north east of 21 Downpatrick Road Killough | 352684 | 338244 | Withdrawn | 2021/22 | 2021-12-15 |  |  | Withdrawn
LA08/2021/0833/F | 2021-05-28 | Armagh, Banbridge and Craigavon | Single wind turbine | Erection of 2 No proposed drier units and 1 No energy storage unit that will operate in conjunction with the existing approved wind turbine (as per ref No: O/2014/0529/F). Proposal includes an area of solid hardstanding to accommodate the mobile containers that contain materials to be dried and the relocation of existing approved cabinets (as per ref No:LA08/2020/0433/F) and all other ancillary and / or associated equipment, ducting, cabling and works. | 690m East of No.4 Vestry Road Corran Armagh BT35 0HL | 291563 | 334237 | Refused | 2022/23 | 2022-07-15 |  |  | Refused
LA08/2021/0864/F | 2021-06-02 | Armagh, Banbridge and Craigavon | Single wind turbine | Replacement and relocation of the existing wind turbine (31.5m hub height and 46 tip height) as approved in application Q/2011/0166/F with a V52 wind turbine up to 51.9m hub height and up to 77.9m tip height, electrical cabinets, hard standing area and all other associated and ancillary works. | Lands at approximately 140m South of No.18 Reservoir Road Banbridge BT32 4LD | 311826 | 342870 |  |  |  | 1 | 12 months and over | Pending
LA08/2021/0866/F | 2021-06-02 | Armagh, Banbridge and Craigavon | Single wind turbine | Replacement of existing wind turbine (38.5m hub height and 57.8m tip height) as approved in application O/2013/0397/F with a V52 wind turbine up to 51.9m hub height and up to 77.9m tip height, electrical cabinets, hard standing area and all other associated and ancillary works. | Lands at approximately 367m East of no.12 Tullycallidy Road Armagh BT60 4NE | 282272 | 342583 |  |  |  | 1 | 12 months and over | Pending
LA10/2021/0685/F | 2021-06-04 | Fermanagh and Omagh | Single wind turbine | Proposed erection of 1 no. 250kw wind turbine Bonus M2 on 31m monopole to serve dwelling, existing business with surplus spillage to the grid. (Renewal of planning approval K/2014/0207/F) | Approx 354m North North West of 136 Termon Road Carrickmore | 263965 | 371772 | Approved | 2021/22 | 2022-01-13 |  |  | Approved
LA10/2021/0716/F | 2021-06-08 | Fermanagh and Omagh | Single wind turbine | Proposed replacement of existing turbine. | Approx. 130m north of 8 Raveagh Road Omagh | 250139 | 361100 | Approved | 2022/23 | 2022-06-01 |  |  | Approved
LA02/2021/0604/F | 2021-06-10 | Mid and East Antrim | Single wind turbine | Retrospective 150kw wind turbine with a tower height of 30m and a blade length of 14.5m (removal of existing turbine approved under application F/2011/0073/F) | Approx. 563m South of 68 Ballyvaddy Road Carnlough | 328344 | 412227 | Approved | 2022/23 | 2022-10-07 |  |  | Approved
LA02/2021/0606/F | 2021-06-10 | Mid and East Antrim | Single wind turbine | Retrospective 150kw wind turbine with tower height of 30m and a blade length of 14.5m (removal of existing turbine under application reference F/2013/0164/F) | Approx. 553m South of 68 Ballyvaddy Road Carnlough | 328216 | 412199 | Approved | 2022/23 | 2022-10-07 |  |  | Approved
LA09/2021/0913/F | 2021-06-15 | Mid Ulster | Single wind turbine | Erection of turbine - hub height 50m, blade diameter 52m | Lands Approx. 575M Se Of 71 Rockdale Road Sandholes Dungannon | 276414 | 371858 | Approved | 2022/23 | 2022-12-21 |  |  | Approved
LA03/2021/0656/F | 2021-06-29 | Antrim and Newtownabbey | Single wind turbine | Erection of 1no 250 KW Wind Turbine with a hub height of 40m (renewal of permission LA03/2015/0487/F) | 412m SE of 48 Greenhill Road Belfast | 327189 | 376725 | Approved | 2022/23 | 2022-05-31 |  |  | Approved
LA10/2021/0905/F | 2021-07-23 | Fermanagh and Omagh | Single wind turbine | Alterations to wind turbine to increase the rotor diameter from 37m to 39m | Approx. 370m NE of 62 Devesky Road Carrickmore | 263848 | 373880 | Approved | 2021/22 | 2021-12-14 |  |  | Approved
LA02/2021/0738/F | 2021-07-26 | Mid and East Antrim | Single wind turbine | 150kW Wind Turbine (increase of dimensions of an approved operational single wind turbine under application F/2012/0098/F to increase the tower height from 30m to 53m and blade length from 16.5m to 19.5m) | Approx. 514m NW of 20 Drumnadonaghy Road Larne | 334796 | 402803 | Approved | 2022/23 | 2022-08-15 |  |  | Approved
LA10/2021/0916/F | 2021-07-26 | Fermanagh and Omagh | Wind farm | Proposed amendment to consented Pigeon Top Wind Farm (K/2009/0081/F and K/2011/0592/F) comprising 9 no. wind turbines and associated infrastructure, to change turbine dimensions and also turbine tip height up to 142.5m. The proposal includes slight amendment of previously approved access track routes, hardstand design and a new 80m met mast. The proposal also includes change in the wind farm operational period from 25 years to 35 years, from the date of which the wind farm is connected to the electricity grid. | Lands approx. 1800m NE of 26 Cornavarrow Road Dooish Drumquin | 234265 | 371569 | Approved | 2022/23 | 2022-09-01 |  |  | Approved
LA10/2021/0923/F | 2021-07-30 | Fermanagh and Omagh | Single wind turbine | Proposed single wind turbine with a hub height of 50m and blade diameter of 54m, output not exceeding 250KW. (Renewal of approval K/2014/0419/F). | 240m SE of 26 Eshmore Road Trillick | 240520 | 355705 | Approved | 2021/22 | 2021-11-19 |  |  | Approved
LA02/2021/0788/F | 2021-08-05 | Mid and East Antrim | Single wind turbine | Erection of replacement wind turbine with a 40m hub height and 27m blade length to replace existing wind turbine approved and built under G/2012/0460/F, associated 2no. electricity cabinets and site works. | Lands approx. 276m North of 29 Omerbane Road Cloughmills Ballymena | 311782 | 418319 | Approved | 2021/22 | 2022-03-28 |  |  | Approved
LA02/2021/0791/F | 2021-08-05 | Mid and East Antrim | Single wind turbine | Erection of replacement wind turbine with a 40m hub height and 27m blade length to replace existing wind turbine approved and built under G/2012/0109/F, associated 2no. electricity cabinets and site works. | Lands approx. 248m North of no. 24 Omerbane Road Cloughmills Ballymena | 311580 | 418317 | Approved | 2021/22 | 2022-03-28 |  |  | Approved
LA01/2021/0967/F | 2021-08-09 | Causeway Coast and Glens | Single wind turbine | Proposed replacement of existing turbine approved under E/2010/0344/F with a Vesta V52 wind turbine comprising of a 50m hub height and blade span of 26m (overall tip height of 76m) | 315m SE of 66 Moyarget Road Ballycastle | 308922 | 438788 | Approved | 2022/23 | 2022-07-05 |  |  | Approved
LA09/2021/1177/F | 2021-08-12 | Mid Ulster | Single wind turbine | (renewal of approval H/2012/0393/F) Proposed erection of wind turbine with a 40m hub height & 30m rotar diameter with a maximum output not exceeding 250Kw to serve export to the grid. | Approx 350M NW Of 81 Oldtown Road Castledawson BT45 8BZ. | 294000 | 394758 | Approved | 2022/23 | 2023-02-23 |  |  | Approved
LA01/2021/0976/F | 2021-08-16 | Causeway Coast and Glens | Single wind turbine | 250kW Wind Turbine (Increase of dimensions of an approved operational single wind turbine under application E/2013/0126/F to increase the tower height from 30m to 40m) | Approx. 316m South West of 21a Cloghs Road Ballymena | 320619 | 427635 | Approved | 2022/23 | 2023-02-14 |  |  | Approved
LA09/2021/1233/F | 2021-08-24 | Mid Ulster | Single wind turbine | Proposed replacement of existing turbine approved under H/2013/0206/F with a Vesta V39 150kw wind turbine comprising of a 40m hub height and 39m rotor diameter (over all tip height 59.5m) | Lands Approximately 60M South Of 62B Airfield Road The Creagh Toomebridge | 295903 | 390287 | Approved | 2022/23 | 2022-12-21 |  |  | Approved
LA06/2021/1060/F | 2021-08-31 | Ards and North Down | Single wind turbine | Replacement of existing turbine approved under X/2011/0435/F with a Vestas V52 225KW wind turbine comprising of a 50m hub height and blade span of 26m (overall tip height of 76m) (Amended description) | Approximately 340m NW of 89 Ballygowan Road Comber | 343202 | 365517 | Approved | 2022/23 | 2022-09-07 |  |  | Approved
LA10/2021/1141/F | 2021-09-13 | Fermanagh and Omagh | Single wind turbine | Proposed erection of 1 no. 250kw wind turbine Bonus M2 on a 31m monopole to serve existing quarry with surplus spillage to the Grid (Renewal of planning approval K/2014/0515/F) | Approx. 475m NE of 136 Termon Road Carrickmore | 264473 | 371909 | Approved | 2021/22 | 2021-11-26 |  |  | Approved
LA10/2021/1142/F | 2021-09-13 | Fermanagh and Omagh | Single wind turbine | Proposed erection of 1 no. 250kw wind turbine Bonus M2 on a 31m monopole (Renewal of planning approval K/2014/0516/F) | Approx. 185m South of 29 Devesky Road Creggandevesky Carrickmore | 262386 | 373239 | Approved | 2021/22 | 2021-12-02 |  |  | Approved
LA05/2021/1025/F | 2021-09-17 | Lisburn and Castlereagh | Single wind turbine | Proposed replacement of an existing wind turbine (with 30m hub height and 29m rotor diameter) with a wind turbine (with 50m hub height and 52m rotor diameter) | Lands approx. 45m north east of 20 Glenavy Road Ballynanaghten Moira | 315728 | 363369 | Approved | 2023/24 | 2023-11-07 |  |  | Approved
LA10/2021/1189/F | 2021-10-01 | Fermanagh and Omagh | Single wind turbine | Change of wind turbine previously approved under LA10/2021/0286/F To an EWT DW54 turbine 250kw, hub height of 50m and blade span of 27m (Overall height 77m) | Approx. 390m NW of 145 Creggan Road Carrickmore | 262092 | 377042 | Approved | 2022/23 | 2022-05-13 |  |  | Approved
LA03/2021/1013/F | 2021-10-12 | Antrim and Newtownabbey | Single wind turbine | Renewal of Planning Approval LA03/2015/0286/F (Proposed single wind turbine with 40m hub height and 30m rotor diameter) | Lands approximately 287m South of 133 Ballyhill Road Ballyutoag Belfast | 327439 | 377723 | Refused | 2022/23 | 2022-12-21 |  |  | Refused
LA01/2021/1256/F | 2021-10-13 | Causeway Coast and Glens | Single wind turbine | Proposed replacement of existing wind turbine and ancillary development. Existing turbine dimensions are 30m to hub height with 33.4m rotor diameter; proposed turbine to be 53m to hub height with 39m rotor diameter. Replacement site approximately 10m NE of existing site | On lands approx 312m NNW of 197 Castlecatt Road Ballymoney | 296186 | 432885 | Approved | 2022/23 | 2022-10-11 |  |  | Approved
LA03/2021/1028/F | 2021-10-19 | Antrim and Newtownabbey | Single wind turbine | Erection of replacement wind turbine with a 35m hub height and 26m blade length to replace existing wind turbine approved and built under T/2010/0377/F, associated 2 no. electricity cabinets and site works | Lands approx. 484m south west of 178 Staffordstown Road Randalstown | 303623 | 386830 | Approved | 2022/23 | 2022-05-30 |  |  | Approved
LA07/2021/1892/F | 2021-10-20 | Newry, Mourne and Down | Single wind turbine | Proposed installation of a wind turbine on a tubular tower of up to 40m height with blades to 54.4 metre (to tip height) (Renewal of planning approval ref P/2014/0322/F) | Lands 350m east of 72 Drumlough Road Drumgath Rathfriland Co. Down BT34 5DP | 317002 | 329471 | Withdrawn | 2023/24 | 2023-04-25 |  |  | Withdrawn
LA10/2021/1275/F | 2021-10-21 | Fermanagh and Omagh | Single wind turbine | Erection of a replacement wind turbine, 50m high with 23.5m blades | Approx. 340m NE of 25 Aghnagreggan Road Carrickmore | 259848 | 373816 | Withdrawn | 2021/22 | 2021-11-22 |  |  | Withdrawn
LA07/2021/1942/F | 2021-10-25 | Newry, Mourne and Down | Single wind turbine | Replacement of the existing wind turbine (51.5m hub height and 66.5m tip height)as approved in application P/2012/0887/F with a V52 wind turbine up to 51.9 hub height and up to 77.9m tip height, hard standing area and all other associated and ancillary works. | Lands 290m West of 22 Ballintate Road Whitecross Armagh | 297103 | 331544 | Approved | 2023/24 | 2023-11-16 |  |  | Approved
LA09/2021/1563/F | 2021-10-28 | Mid Ulster | Single wind turbine | Proposed installation of a wind turbine on a tubular tower up to 40 metres with blades up to 67 metres | Lands Approximately 310M North Of 41 Tullyaran Road Dungannon Co Tyrone. | 275396 | 368716 | Approved | 2023/24 | 2023-08-22 |  |  | Approved
LA10/2021/1308/F | 2021-10-28 | Fermanagh and Omagh | Single wind turbine | Proposed installation of a wind turbine on a tubular tower of up to 50m with blades up to 77m (to tip height) (additional information received in relation to noise impact). | Lands approx 365m north east of 30 Aghafad Road Fintona | 245818 | 360707 | Approved | 2022/23 | 2022-10-25 |  |  | Approved
LA10/2021/1363/F | 2021-11-10 | Fermanagh and Omagh | Single wind turbine | Erection of a proposed 10 kw wind turbine with a 8m rotor diameter on a 18m tower | 95m North of 150 Devesky Road Omagh | 265188 | 373875 | Approved | 2021/22 | 2022-02-25 |  |  | Approved
LA09/2021/1714/F | 2021-11-30 | Mid Ulster | Single wind turbine | Proposed replacement of existing installed 150KW wind turbine with 30m high tower and 23m rotor diameter previously approved under application I/2012/0268/F. Approx 480m South East of 55 Coagh Road, Stewartstown with alternative 150KW turbine 41.6m to centre of hub and 29m rotor diameter | Approx 305M West Of 14 Legmurn Road Stewartstown (Accessing Onto Coagh Road Stewartstown) | 286708 | 371754 | Approved | 2022/23 | 2022-04-06 |  |  | Approved
LA10/2021/1504/F | 2021-12-06 | Fermanagh and Omagh | Single wind turbine | Replacement wind turbine, 50m hub height and 54m rotor diameter (250kW). Increase in hub height from 40m to 50m and rotor diameter from 30m to 54m from previous approval L/2012/0772/F. | 360m S-east of 31 Crook Rd Corratrasna Derrylin | 228527 | 324676 | Approved | 2022/23 | 2022-07-11 |  |  | Approved
LA10/2021/1507/F | 2021-12-10 | Fermanagh and Omagh | Single wind turbine | Proposed installation of a wind turbine on a tubular tower of up to 50m with blades up to 76m (to tip height) | 710m NE of 69 Creevehill Road Knocknastackan Brookeborough | 241470 | 348694 | Approved | 2022/23 | 2022-06-23 |  |  | Approved
LA10/2022/0024/F | 2021-12-17 | Fermanagh and Omagh | Single wind turbine | Proposed re-positioning, replacement and re-powering of an existing wind turbine approved under K/2013/0073/F, with a V47-660kw-MEA Export 250kw wind turbine with a hub height of 47m and a blade span of 23.5m (Overall height to tip 70.5m).Additional Information. | Approx. 840m NW of 23 Fecarry Road Crosh, Omagh (accessing onto Craighill Road Omagh) | 250763 | 376861 | Approved | 2024/25 | 2024-05-31 |  |  | Approved
LA07/2022/0043/F | 2021-12-20 | Newry, Mourne and Down | Single wind turbine | Replacement wind turbine. Increase in rotor diameter from 29m to 52m from previous approval P/2012/0745/F | Lands 295m north east of 21 Council Road Kilkeel | 332414 | 316220 | Approved | 2022/23 | 2023-01-09 |  |  | Approved
LA02/2021/1205/F | 2021-12-22 | Strategic Planning Division | Wind farm | Proposed wind farm comprising 14 three-bladed, horizontal axis wind turbines, each up to a maximum of 180m to tip height, associated external electricity transformers; underground cabling; a newly created site entrance; access tracks; turning heads; crane harstanding's; control building and substation compound, battery energy storage containers, tree felling, off-site areas of widening to the public road and all ancillary works. During construction and commissioning there would be a number of temporary works including a construction compound with car parking; temporary parts of crane hardstanding's and welfare facilities. | The application site is located approximately 5km to the South West of the village of Carnlough Village and 5km west of Glenarm, Co. Antrim in the townlands of Drumourne Unshinagh Mountain, Unshinagh South, Ticloy, Slane, Cregcattan(part of Galdnagh) and Aughareamlag. The proposed site entrance is located to the eastern boundary of the site and is approximately 150m north of Doonan Leap Car park. The southern boundary of the site is approximately 380m from the Slane Road with the northern site boundary approximately 2.4 km from the village of Carnlough | 325564 | 414900 |  |  |  | 1 | 12 months and over | Pending
LA03/2022/0030/F | 2021-12-23 | Antrim and Newtownabbey | Single wind turbine | Replacement wind turbine (approved under planning T/2013/0066/F) for a 50m tower and 54m rotor diameter | Lands 250 metres northeast of No. 3 Clonkeen Road accessed from Church Road Randalstown | 305971 | 390722 | Approved | 2022/23 | 2022-08-08 |  |  | Approved
LA10/2022/0035/F | 2022-01-04 | Fermanagh and Omagh | Single wind turbine | Proposed replacement of existing operational wind turbine, approved under K/2011/0612/F, with an alternative wind turbine with hub increased from 32m to 41m (to centre of hub) and rotor diameter increased from 27m to 44m. | Approx. 135m SW of 90 Dunnamona Road Omagh accessing onto Skreen Road Omagh | 240525 | 365681 | Approved | 2024/25 | 2024-08-05 |  |  | Approved
LA10/2022/0044/F | 2022-01-04 | Fermanagh and Omagh | Single wind turbine | Replacement of existing turbine approved under planning L/2014/0340/F from 36m tower and 29.6m rotor diameter to proposed 59m tower and 54m rotor diameter (up to 250kW). | 60m north of Fermanagh GAA Training facilities at 20 Lissan Lane Lissan Enniskillen | 227872 | 347442 | Approved | 2022/23 | 2023-03-07 |  |  | Approved
LA01/2022/0027/F | 2022-01-10 | Causeway Coast and Glens | Single wind turbine | Replacement of existing turbine approved under planning C/2012/0361/F to proposed 50m hub height and 54m rotor diameter | Lands 540m North East of 39 Ballylagan Road Coleraine | 288067 | 436948 | Approved | 2023/24 | 2023-12-19 |  |  | Approved
LA05/2022/0064/F | 2022-01-10 | Lisburn and Castlereagh | Single wind turbine | Proposed replacement of existing turbine approved under Y/2012/0148/F with a Vestas V52 wind turbine. Change of tower height from 40m to 50m and rotar diameter from 29m to 52m (overall tip height of 76m) (Amended proposal description) | Land approximately 300m south east of 118 Killynure Road Carryduff | 338178 | 362842 | Approved | 2023/24 | 2024-03-08 |  |  | Approved
LA05/2022/0092/F | 2022-01-10 | Lisburn and Castlereagh | Single wind turbine | Proposed replacement of existing turbine approved under Y/2011/0055/F with a vestas V52 Wind Turbine. Change of tower height from 37m to 50m and rotar diameter from 27m to 52m (overall tip height of 76m) (Amended proposal description) | Approximately 190m south west of 114 Killynure Road Carryduff | 338184 | 362960 | Approved | 2023/24 | 2024-03-08 |  |  | Approved
LA10/2022/0096/F | 2022-01-21 | Fermanagh and Omagh | Single wind turbine | Proposed installation of a wind turbine (850kW) on a tubular tower of up to 50m with blades up to 76m (to tip height) | 500 metres north of No.68 Drummackan Rd Tempo | 235713 | 351371 | Approved | 2022/23 | 2022-09-13 |  |  | Approved
LA11/2022/0203/F | 2022-01-28 | Derry and Strabane | Single wind turbine | Proposed Vesta V47 - 660kw - MEA Export 250kw wind turbine with hub height of 40.7m and a blade span of 23.5m (overall height to tip 64.20m) | Approx 375m South West of 35 Concess Road Sion Mills BT82 9NA | 232723 | 389838 | Refused | 2024/25 | 2024-09-19 |  |  | Refused
LA11/2022/0205/F | 2022-02-01 | Derry and Strabane | Single wind turbine | Erection of new proposed 33m hub height and 44m rotor diameter wind turbine (up to 250kW output) to substitute existing 31m hub height and 29m rotor diameter wind turbine | Lands approximately 1000m north-east of 103 Ligford Rd Plumbridge Co. Tyrone BT79 8DW | 246562 | 392375 | Approved | 2022/23 | 2022-11-14 |  |  | Approved
LA01/2022/0312/F | 2022-02-04 | Causeway Coast and Glens | Single wind turbine | Proposed Replacement of existing Wind Turbine and ancillary development. The existing dimensions are 36m to hub height with 31m rotor diameter;250kw turbine to be 40.5 to hub height with 44m rotor diameter | Approx 400m N of 60 Gelvin Road Dungiven | 271213 | 414647 | Approved | 2022/23 | 2023-03-02 |  |  | Approved
LA02/2022/0076/F | 2022-02-04 | Mid and East Antrim | Single wind turbine | Erection of 15KW wind turbine with hub height of 20m to supply Vehicle Charging Point to existing mechanics workshop | 40m west of 9 Bellahill Road Ballycarry | 343202 | 393931 | Withdrawn | 2022/23 | 2022-05-16 |  |  | Withdrawn
LA01/2022/0170/F | 2022-02-07 | Causeway Coast and Glens | Single wind turbine | Proposed development of a single wind turbine (with 65 metre hub height and 82 metre rotor diameter), access and ancillary site works (amended description) | Lands approx 900m north west of 23 Cam Road Macosquin Coleraine | 277442 | 424440 | Withdrawn | 2024/25 | 2025-03-20 |  |  | Withdrawn
LA05/2022/0136/F | 2022-02-07 | Lisburn and Castlereagh | Single wind turbine | Removal of turbine approved under LA05/2015/0940/F and replacement with larger turbine with tower height of 40m and rotor diameter of 53m. | Lands approx. 295m north west of 155 Saintfield Road Lisburn | 336310 | 360644 | Approved | 2023/24 | 2024-02-12 |  |  | Approved
LA01/2022/0202/F | 2022-02-16 | Causeway Coast and Glens | Single wind turbine | Proposed replacement of existing and operational wind turbine as approved under B/2012/0336/F with a new wind turbine to a hub height of 40m and a rotor diameter of 47m (250kw) along with associated development ( Amended description. Revised noise and shadow flicker assessments received) | Lands 150m West of 16 Seacoast Road Limavady | 266141 | 423393 | Approved | 2023/24 | 2023-09-18 |  |  | Approved
LA01/2022/0202/F | 2022-02-16 | Causeway Coast and Glens | Single wind turbine | Proposed replacement of existing and operational wind turbine as approved under B/2012/0336/F with a new wind turbine to a hub height of 40m and a rotor diameter of 47m (250kw) along with associated development ( Amended description. Revised noise and shadow flicker assessments received) | Lands 150m West of 16 Seacoast Road Limavady | 266141 | 423384 | Refused | 2022/23 | 2022-11-16 |  |  | Refused
LA09/2022/0279/F | 2022-03-03 | Mid Ulster | Single wind turbine | Proposed 225kw wind turbine with 30 metre hub height and 25 metre rotor diameter | 180 Metres (Approx) South/East Of :- 14 Turnaface Road Moneymore | 285163 | 383357 | Withdrawn | 2024/25 | 2025-03-21 |  |  | Withdrawn
LA01/2022/0299/F | 2022-03-11 | Causeway Coast and Glens | Single wind turbine | Proposed replacement of existing turbine approved under D/2010/0224/F with Vestas V44 150Kw turbine comprising of a 40m Hub Height and blade span of 22m (Overall height of 62m) | Approximately 150metres north west of No. 294 Gortgole Road Rasharkin | 296155 | 409774 | Approved | 2022/23 | 2023-02-02 |  |  | Approved
LA09/2022/0394/F | 2022-03-25 | Mid Ulster | Single wind turbine | The existing turbine is going to be repowered using a Bonus B31 rather than the approved Vestas V27. The Bonus B31 will be on a 40m tower. The generator in the B31 will be replaced with the existing generator presently used in the existing B23 to ensure max capacity does not exceed 150 kw grid connection valve. | 570M North East of 27 Doolargy Road Aughnacloy BT69 6DZ | 267560 | 355972 | Approved | 2023/24 | 2023-04-20 |  |  | Approved
LA09/2022/0493/F | 2022-04-08 | Mid Ulster | Single wind turbine | Replacement of existing wind turbine approved in application M/2011/0023/F with a turbine of increased blade length from 15m to 27m and hub height increase from 30m to 40m | 300M West Of 18 Aghafad Road Pomeroy | 269616 | 368763 | Approved | 2022/23 | 2023-03-31 |  |  | Approved
LA09/2022/0494/F | 2022-04-12 | Mid Ulster | Single wind turbine | Replacement of existing wind turbine approved in application I/2010/0508/F and amended I/2012/0201/F with a turbine of increased blade length from 15m to 27m with no change of hub height at 40m | 400M South Of 66 Cavanoneill Road Pomeroy | 267719 | 376635 | Approved | 2024/25 | 2024-06-04 |  |  | Approved
LA10/2022/0426/F | 2022-04-13 | Fermanagh and Omagh | Single wind turbine | Replacement of existing turbine approved under planning L/2014/0150/F from 30m tower and 31m rotor diameter to proposed 40m tower and 44m rotor diameter | Lands 200m west of 81 Nutfield Road Munville Lisnaskea | 236512 | 335573 | Withdrawn | 2023/24 | 2023-07-31 |  |  | Withdrawn
LA01/2022/0471/F | 2022-04-15 | Causeway Coast and Glens | Solar farm | Installation and operation of a 29.9MW solar farm and associated infrastructure including photovoltaic panels, mounting frames, inverters, transformers, substation, fencing, pole mounted security cameras and associated site access. | Lands located immediately west of Letterloan Road Coleraine. At their northern point along the road lands are located opposite No 30 and 32 Letterloan Road extending north and west. At their southern boundary lands extend immediately north and west of No 41 Letterloan Road Coleraine | 280771 | 426461 | Approved | 2022/23 | 2023-03-07 |  |  | Approved
LA09/2022/0514/F | 2022-04-15 | Mid Ulster | Single wind turbine | Replace existing 30m hub height high wind turbine on site with 150KW wind turbine with hub height of 40m, 22m blade (44m diameter) with new concrete base and accessed via existing lane way to wind turbine site | Lands 250M North Of 56 Magherafelt Road Draperstown | 279524 | 395214 | Approved | 2024/25 | 2024-04-08 |  |  | Approved
LA07/2022/0759/F | 2022-04-28 | Newry, Mourne and Down | Single wind turbine | Replacement to planning approval LA07/2018/0096/F. Change of tower height from 32m to 40m and rotor diameter from 34m to 53m | Lands approx. 240m SW of 46 Castlerainey Road Crossgar | 345581 | 354722 | Approved | 2022/23 | 2023-02-13 |  |  | Approved
LA02/2022/0362/F | 2022-05-05 | Mid and East Antrim | Single wind turbine | Replacement of existing wind turbine approved in application F/2011/0099/F with a EWT DW54 250KW turbine with an increased blade length from 15m to 27m, and hub height increase from 30 to 40m | 250m NW of 160 Ballyboley Road Larne | 337291 | 403669 | Approved | 2023/24 | 2023-06-23 |  |  | Approved
LA10/2022/0473/F | 2022-05-05 | Fermanagh and Omagh | Single wind turbine | Replacement of an existing 150Kw wind turbine (40m hub height and 27m rotor diameter) with a 150Kw wind turbine (50m hub height and 44m rotor diameter) | 345m S of Woodhill Hunting Lodge 31 Enniskillen Road Irvinestown | 224118 | 355377 | Approved | 2022/23 | 2022-08-17 |  |  | Approved
LA11/2022/0563/F | 2022-05-16 | Derry and Strabane | Single wind turbine | Erection of new wind turbine (up to 250kW) with 59m tower and 54m rotor diameter to replace existing wind turbine 30m tower and 30m rotor diameter (approved under J/2011/0068/F) | Lands 450m south of 28 Aghalougher Road Castlederg BT81 7EX | 219192 | 379388 | Refused | 2024/25 | 2024-08-02 |  |  | Refused
LA11/2022/0571/F | 2022-05-17 | Derry and Strabane | Single wind turbine | Erection of new wind turbine (up to 250kw) with 40m tower and 39m rotor diameter to replace existing wind turbine 31.5m tower and 30m rotor diameter | 956m south east of 90 Castlewarren Road Castlewarren TD Donemana Co. Tyrone | 247285 | 406909 | Approved | 2023/24 | 2023-09-11 |  |  | Approved
LA01/2022/0981/F | 2022-05-24 | Causeway Coast and Glens | Wind farm | Proposed amendment to the previously consented Dunbeg South Wind Farm (LA01/2018/0200/F) - Construction of wind farm comprising 9 No. wind turbines (maximum 149.9 metres to blade tip) and associated infrastructure including external electricity transformers, crane hardstandings, underground cabling, control building, substation compound, newly created site entrance, new and upgraded on-site access tracks, turning heads and all other associated ancillary works. During construction and commissioning there will be a number of temporary works including a construction compound with car parking, temporary parts of crane hardstanding and welfare facilities. This amendment is to include an alternative turbine model increasing the rotor diameters up to a maximum of 117m and retaining a hub height up to a maximum of 100m. The overall tip height of the turbines shall remain at the previously consented 149.9m | Lands approximately 6km North East of Limavady accessed of the Broad Road in the townland of Gortcorbies Co Derry/Londonderry | 273834 | 425160 | Approved | 2023/24 | 2024-02-05 |  |  | Approved
LA09/2022/0697/F | 2022-05-31 | Mid Ulster | Single wind turbine | Proposed replacement EWT DW54 Turbine to replace the existing operational turbine in order to promote further production of greener energy. | 203M NW Of 10 Lower Kildress Road Cookstown | 277556 | 377848 | Approved | 2024/25 | 2024-04-29 |  |  | Approved
LA09/2022/0720/F | 2022-05-31 | Mid Ulster | Single wind turbine | Amendment to existing approved wind turbine (H/2014/0139/F) to increase blade diameter to 44m | 420M South East Of 43 Eden Road Portglenone BT44 8LS | 291722 | 402680 | Approved | 2023/24 | 2023-04-14 |  |  | Approved
LA07/2022/0959/F | 2022-06-16 | Newry, Mourne and Down | Single wind turbine | Replacement of existing turbine approved under R/2012/0153/F with a Vestas V52 Wind turbine comprising of a 50m Hub height and Blade Span of 26m (overall tip height of 76m) | Approx. 650m South East of No 4 New Line Crossgar | 346548 | 351570 | Approved | 2023/24 | 2023-11-02 |  |  | Approved
LA02/2022/0490/F | 2022-06-27 | Mid and East Antrim | Single wind turbine | Proposed wind turbine to supply off grid farm house and supplement existing farm | 300m north of 27 Newlands Road Larne | 340532 | 398058 | Withdrawn | 2023/24 | 2023-07-24 |  |  | Withdrawn
LA11/2022/0731/F | 2022-06-28 | Derry and Strabane | Single wind turbine | Erection of wind turbine (up to 250 kW) with 40m tower height and 53m rotor diameter to replace existing wind turbine with 30m tower height and 30m rotor diameter (approved under J/2012/0221/F) (additional information received) | Lands approx 240m South West of 99a Curlyhill Road, Strabane, BT82 8LS | 237554 | 397522 |  |  |  | 1 | 12 months and over | Pending
LA01/2022/0749/F | 2022-06-29 | Causeway Coast and Glens | Single wind turbine | Replacement of existing wind turbine, with a proposed 250kw (Max). Turbine on a 50m tower and rotor radius of 26m and associated siteworks. | Approximately 400m West of 7 Ballyversal Road Coleraine | 290221 | 433450 | Approved | 2024/25 | 2024-11-08 |  |  | Approved
LA03/2022/0615/F | 2022-06-30 | Antrim and Newtownabbey | Single wind turbine | Proposed (Vesta) V52 wind turbine (hub height 51.9 and tip height 77.9), one substation, one electrical cabinet, hardstanding, access lane, cabling and all associated and ancillary works | 300m East of no 105 Boghill Road Templepatrick BT39 0HS | 326595 | 381174 |  |  |  | 1 | 12 months and over | Pending
LA06/2022/0671/F | 2022-06-30 | Ards and North Down | Single wind turbine | (Vesta) V27 (225KW) Wind Turbine (Hub Height 41.5m and 56m To Blade Tip) One Sub Station, One Electrical Cabinet, Hardstanding, Access Lane, Cabling and all associated and Ancillary Works (Amended Plans) | 303m East of No 41A Rubane Road Kircubbin BT22 1AT | 360883 | 361475 | Approved | 2024/25 | 2024-06-03 |  |  | Approved
LA01/2022/0756/F | 2022-07-05 | Causeway Coast and Glens | Single wind turbine | Proposed wind turbine to provide energy for existing farm business. Proposal to have 12m blade radius and 30m tower height and capacity of max 150kw | 400m west of 35 Straw Road Dungiven | 268105 | 415414 | Refused | 2024/25 | 2024-05-20 |  |  | Refused
LA01/2022/0784/F | 2022-07-15 | Causeway Coast and Glens | Single wind turbine | Erection of wind turbine to replace turbine approved under B/2012/0162/F to change rotor diameter from 30m to 53m (0.25MW/250kW). | Lands approx. 335m west of 120 Curragh Road Dungiven | 270603 | 410828 | Approved | 2023/24 | 2024-03-13 |  |  | Approved
LA01/2022/0783/F | 2022-07-19 | Causeway Coast and Glens | Single wind turbine | Replacement to existing turbine approved under planning D/2011/0043/F from 32m tower and 32m rotor diameter to proposed 50m hub height and 54m rotor diameter (up to 250kw). | 200m East of 15 Reservoir Road Corkey Ballymena | 309854 | 422172 | Approved | 2022/23 | 2022-11-17 |  |  | Approved
LA01/2022/0797/F | 2022-07-21 | Causeway Coast and Glens | Single wind turbine | Replacement of Existing Wind Turbine, with a Proposed 250KW (Max.) Turbine on a 50m Tower & Rotar Radius of 26m and Provision of 200KW Ground Mounted Photo Voltaic Panels. (Amended Description) | Approximately 400m North East of Glenshane Road & Birren Road Junction Dungiven | 271178 | 408013 | Approved | 2023/24 | 2024-03-13 |  |  | Approved
LA06/2022/0751/F | 2022-07-21 | Ards and North Down | Single wind turbine | Erection of new proposed 40m hub height and 54m rotor diameter wind turbine (up to 250KW output) and associated electrical infrastructure to substitute existing 40m hub height and 30m rotor diameter wind turbine approved under X/2013/0062/F) | Lands 435m West of 7 Kircubbin Road Ballywalter BT22 2PH | 362494 | 366882 | Approved | 2022/23 | 2023-02-22 |  |  | Approved
LA01/2022/0910/F | 2022-08-22 | Causeway Coast and Glens | Single wind turbine | Erection of Wind Turbine with a 40m hub height and 27m blade length, associated 2no electricity cabinets and site works | Lands approx. 473m NE of 12 Gateside Road Coleraine | 286600 | 434906 | Approved | 2022/23 | 2023-03-03 |  |  | Approved
LA01/2022/0948/F | 2022-09-02 | Causeway Coast and Glens | Single wind turbine | Replacement of existing Wind Turbine, with a proposed 250kw (Max) Turbine on a 50m Tower and rotor radius of 26m and associated site works | Approx 150m N of 72 Kurin Road Garvagh | 286269 | 413524 | Approved | 2023/24 | 2023-09-12 |  |  | Approved
LA07/2022/1450/F | 2022-09-08 | Newry, Mourne and Down | Single wind turbine | Single wind turbine - 40m hub height with 27m blades, associated 2no electricty cabinets and site works | Lands 400m south east of 30 Junction Road Saintfield | 342157 | 355392 | Approved | 2023/24 | 2023-07-18 |  |  | Approved
LA08/2022/1142/F | 2022-09-12 | Armagh, Banbridge and Craigavon | Single wind turbine | Erection of wind turbine (with 40m hub height and 39m rotor diameter), kiosk building, access and ancillary site works. | Lands approximately 138m East of 22 Lough Road Katesbridge Co. Down BT32 5PJ | 321659 | 345025 | Approved | 2023/24 | 2024-01-17 |  |  | Approved
LA05/2022/0849/F | 2022-09-15 | Lisburn and Castlereagh | Single wind turbine | Erection of single wind turbine- 40m hub height with 27m blades, associated 2 no electricity cabinets and site works | Lands 275m east of 54 Drumalig Road Carryduff | 337167 | 362638 | Approved | 2023/24 | 2024-02-12 |  |  | Approved
LA09/2022/1390/F | 2022-09-15 | Mid Ulster | Single wind turbine | Erection of wind turbine with a 36m hub height and 15m blade length, associated 2 no electricity cabinets and site works | Lands Approx 315M NE Of No 25 Doolargy Road Aughnacloy | 268491 | 355132 |  |  |  | 1 | 12 months and over | Pending
LA11/2022/0873/F | 2022-09-15 | Derry and Strabane | Single wind turbine | Erection of proposed wind turbine with hub height of 30 M., 15 M. blade (30 M. diameter), with proposed concrete base and accessed via existing lane way onto Longland Road | Lands 215 M. South West of 334 Longland Road Claudy BT47 4AJ | 256299 | 405637 |  |  |  | 1 | 12 months and over | Pending
LA01/2022/0996/F | 2022-09-16 | Causeway Coast and Glens | Single wind turbine | Proposed replacement of an existing wind turbine (with 31m hub height and 27m rotor diameter) with a 250kW wind turbine (with 40m hub height and 39m rotor diameter), access and ancillary site works (Amended Description) | Land approximately 242m NW of 92 Carrowreagh Road Armoy | 304343 | 434793 | Approved | 2024/25 | 2024-09-06 |  |  | Approved
LA06/2022/0935/F | 2022-09-16 | Ards and North Down | Single wind turbine | Replacement of an existing wind turbine (30m hub height and 24m rotor diameter) with a new wind turbine (40m hub height and 44m rotor diameter), access and ancillary site works. | 225m North of 90 Bowtown Road Newtownards BT23 8SL | 351874 | 373267 | Approved | 2023/24 | 2023-06-23 |  |  | Approved
LA08/2022/1167/F | 2022-09-16 | Armagh, Banbridge and Craigavon | Single wind turbine | Erection of wind turbine with a 30m tower and 14.5m blade length, associated 2no. electricity cabinets and site works. | Lands approximately 368m North of 51 Leapoges Road Dromore BT25 1EQ | 325682 | 352649 |  |  |  | 1 | 12 months and over | Pending
LA10/2022/0956/F | 2022-09-16 | Fermanagh and Omagh | Single wind turbine | Wind turbine with associated buildings to house electrical infrastructure and energy storage. RE01 | Approx 450m south east of 80 Greenmount Road Seskinore | 250592 | 362016 | Approved | 2023/24 | 2024-03-27 |  |  | Approved
LA03/2022/0850/F | 2022-09-26 | Antrim and Newtownabbey | Single wind turbine | Replacement wind turbine approved under T/2009/0641/F from 40m tower and 29m rotor diameter to proposed 40m tower and 54m rotor diameter | Lands 90m north of 20 Greenhill Road Belfast BT14 8SH | 327012 | 377507 | Approved | 2022/23 | 2022-12-14 |  |  | Approved
LA08/2022/1187/F | 2022-09-26 | Armagh, Banbridge and Craigavon | Single wind turbine | Erection of wind turbine with a 31.5 hub height and 14.5m blades, associated 2no. electricity cabinets and site works. | Lands approximately 180m North East of No.20 Ardtanagh Road Dromara BT25 2DF | 326929 | 347373 |  |  |  | 1 | 12 months and over | Pending
LA05/2022/0892/F | 2022-09-27 | Lisburn and Castlereagh | Single wind turbine | Replacement and relocation of existing wind turbine approved under S/2013/0200/F from 40m tower and 30m rotor diameter to proposed 50m tower and 52m rotor diameter (additional information received) | Lands 250m south of 32 Glenside Road Dunmurry | 326339 | 371853 |  |  |  | 1 | 12 months and over | Pending
LA11/2022/0895/F | 2022-09-27 | Derry and Strabane | Wind farm | Planning application for new Altgolan Wind Farm consisting of 5 No. wind turbines with a tip height of up to 149.99 Metres, new access tracks, widening of existing tracks, hardstanding areas, a control building and all associated ancillary infrastructure. The proposal will have an operational period of 35 years from the date the wind farm is connected to the electricity grid. Previous consents relating to Altgolan Wind Farm are 2012/A0070 (J/2006/0840/F), LA11/2017/0649/F, LA11/2018/1004/F and LA11/2020/0916/NMC. The current application proposes an amendment to the wind turbine dimensions, including an increase in wind turbine tip height from 125 Metres to up to 149.99 Metres, slight amendments to the consented locations of the wind turbines and minor alterations to the previously consented access track layout, hardstanding design and control building location. The application will also change the wind farm operational period from 30 years to 35 years from the date the wind farm is connected to the electricity grid. Further Environmental Information Received (addendum to Environmental Statement - FEI Part 1 and Part 2; Noise Impact and Bird Impact (RSPBV3)) | Townlands of Altgolan and Meenclogher Killen Castlederg Strabane Co. Tyrone. Site entrance 158 M. North of No. 94 Scraghy Road Killen Co. Tyrone BT81 7SL | 221453 | 375735 |  |  |  | 1 | 12 months and over | Pending
LA05/2022/0895/F | 2022-09-28 | Lisburn and Castlereagh | Single wind turbine | Proposed erection of wind turbine on 50m tower and 52m rotor diameter (Additional information received) | Lands 80m south of 32 Glenside Road Dunmurry | 326229 | 372033 | Withdrawn | 2024/25 | 2024-11-12 |  |  | Withdrawn
LA11/2022/0938/F | 2022-10-04 | Derry and Strabane | Single wind turbine | Erection of wind turbine with a 40m hub height and 27m blades, associated NIE Substation and control room and all other associated site works | Lands approx 353 M. South East of 165 Dunnyboe Road, Donemana | 247259 | 398402 | Approved | 2023/24 | 2024-03-27 |  |  | Approved
LA09/2022/1464/F | 2022-10-06 | Mid Ulster | Single wind turbine | Amendments to approval LA09/2021/1714/F (for 150kw turbine 41.6m to hub and 29m rotor diameter) to a turbine with 41.65m to hub and rotor diameter of 39m. This will replace the installed 150kw wind turbine with 30m high tower and 23m rotor diameter (originally approved under application I/2012/0268/F) | Approx 470M SE Of 55 Coagh Road Stewartstown | 286268 | 371867 | Approved | 2023/24 | 2024-02-29 |  |  | Approved
LA09/2022/1493/F | 2022-10-13 | Mid Ulster | Single wind turbine | Erection of wind turbine with a 40m hub height and 27m blades, associated 2 no electricity cabinets and all other associated site works | Lands Approx 715M North Of No 8 Tirgan Road Moneymore | 282541 | 386501 | Approved | 2024/25 | 2024-09-17 |  |  | Approved
LA10/2022/1047/F | 2022-10-19 | Fermanagh and Omagh | Single wind turbine | Proposed 250kW wind turbine (40m to hub height, 29m rotor diameter), equipment cabin, laneway and associated ancillary works | Approx. 370m south east of 81 Botera Road Omagh | 239044 | 371664 | Approved | 2023/24 | 2023-06-02 |  |  | Approved
LA02/2022/0808/F | 2022-10-21 | Mid and East Antrim | Single wind turbine | Installation of a 6Kw wind turbine on a single 15m mast to provide electricity for domestic and agricultural use | 150m east of 92 Feystown Road Glenarm | 332136 | 408488 | Approved | 2022/23 | 2023-03-27 |  |  | Approved
LA10/2022/1089/F | 2022-10-24 | Fermanagh and Omagh | Single wind turbine | Erection of wind turbine with a 40m hub height and 27m blades, associated 2 no. electricity cabinets and all other associated site works. | Lands approximately 376m NW of No.51 Foxhill Road Tempo | 230318 | 349764 | Approved | 2023/24 | 2023-09-28 |  |  | Approved
LA11/2022/1045/F | 2022-10-24 | Derry and Strabane | Single wind turbine | Erection of wind turbine with a 40m hub height and 27m blade length (900kW output), associated 2 no. electricity cabinets and site works | Lands approximately 540m north-east of No. 5 Ballylaw Road Artigarvan BT82 0HS | 239681 | 402299 | Approved | 2024/25 | 2024-04-15 |  |  | Approved
LA02/2022/0822/F | 2022-10-28 | Mid and East Antrim | Single wind turbine | Replacement of existing turbine with Vestas V29 turbine comprising 40m hub height and blade span of 14.5m (overall tip height of 54.5m) | Approximately 280m NE of 5 Clooney Road Ahoghill | 304633 | 397676 | Approved | 2023/24 | 2023-06-16 |  |  | Approved
LA01/2022/1209/F | 2022-11-02 | Causeway Coast and Glens | Wind farm | Proposed amendment to the consented Cam Burn Wind Farm (C/2011/0459/F) to include 1) a reduction from 6no. turbines to 4no. turbines 2) an increase in the maximum turbine tip height up to 150m 3) an increase in height of meteorological mast up 100m. No other amendments are proposed. (Further Environmental Information) | Land approximately 920m North West of 33 Craigmore Road Coleraine | 282787 | 422197 |  |  |  | 1 | 12 months and over | Pending
LA01/2022/1175/F | 2022-11-03 | Causeway Coast and Glens | Single wind turbine | Erection of replacement wind turbine with a 40m hub height and 19.5m blade radius and associated site works (Amended Turbine Size) | Lands approx. 258m west of No. 132 Legavallon Road Dungiven | 270496 | 411979 | Approved | 2024/25 | 2024-06-21 |  |  | Approved
LA11/2022/1090/F | 2022-11-04 | Derry and Strabane | Single wind turbine | Erection of 53m hub height and 44m rotor diameter wind turbine (150kW output) to substitute existing 31.2m hub height and 23.8m diameter wind turbine | Lands approximately 120m West of 22 Whitehouse Road, Castlederg, BT81 7PG | 230670 | 383326 |  |  |  | 1 | 12 months and over | Pending
LA11/2022/1104/F | 2022-11-04 | Derry and Strabane | Single wind turbine | Proposed erection of 53m hub height and 44m rotor diameter wind turbine (150kW output) to substitute existing 31m hub height and 24.6m diameter wind turbine | Lands approximately 265m S.W. of 26 Whitehouse Road, Castlederg, BT81 7PG | 230548 | 382892 |  |  |  | 1 | 12 months and over | Pending
LA08/2022/1384/F | 2022-11-09 | Armagh, Banbridge and Craigavon | Single wind turbine | Retrospective permission for the erection of a single wind turbine with a hub height of 49m and a rotor diameter of 52m, overall tip height of 75m, (amended siting to previous planning permission M/2009/0007/F). (amended land ownership certificate submitted) | Approximately 170m West of No.98 Clonmore Road Dungannon BT71 6HX | 287729 | 359231 |  |  |  | 1 | 12 months and over | Pending
LA02/2022/0851/F | 2022-11-11 | Mid and East Antrim | Single wind turbine | Replacement of existing turbine approved under planning V/2011/0080/F to proposed 40m tower and 50m rotor diameter (up to 250kw/ewt 54) | Lands 429m NW of 43 Loughmourne Road Carrickfergus | 339600 | 393358 | Approved | 2023/24 | 2023-06-19 |  |  | Approved
LA10/2022/1156/F | 2022-11-15 | Fermanagh and Omagh | Single wind turbine | Vestas V27 wind turbine with 27m blade diameter on 35m tower. | 170M SW of 59 Innishative Road Carrickmore | 263701 | 369178 | Approved | 2022/23 | 2023-03-20 |  |  | Approved
LA02/2022/0870/F | 2022-11-17 | Mid and East Antrim | Single wind turbine | Proposed wind turbine with 30m tower height and 12m blade radius. 150kw max capacity to support existing farm business | 190m SW of 11 Ballsallagh Road Cargan | 317107 | 416074 | Refused | 2023/24 | 2023-06-05 |  |  | Refused
LA01/2022/1578/F | 2022-11-21 | Causeway Coast and Glens | Single wind turbine | PROPOSED ERECTION OF WIND TURBINE (WITH A TOWER HEIGHT OF 50M, A ROTOR DIAMETER OF 52M AND MAXIMUM OUTPUT OF 850kW) AND ASSOCIATED WORKS | LANDS APPROXIMATELY 160M SOUTH AND TO THE REAR OF NO. 42 GLEN ROAD GARVAGH BT51 5DD | 280470 | 412353 | Approved | 2024/25 | 2025-02-06 |  |  | Approved
LA11/2022/1099/F | 2022-11-22 | Derry and Strabane | Single wind turbine | Erection of new 59m hub height and 52m rotor diameter wind turbine (up to 250 kW output) to substitute existing 40m hub height and 35m rotor diameter wind turbine (J/2010/0410/F) | 540m North East of 2 Ballykeery Road, Strabane, BT82 0SS | 242183 | 394595 | Withdrawn | 2023/24 | 2023-09-27 |  |  | Withdrawn
LA11/2022/1129/F | 2022-12-01 | Derry and Strabane | Single wind turbine | Proposed temporary erection of an 80 M. high anemometer (wind measuring) mast accessed via existing farm lane by quad vehicle. | Carrickataggart, Altgolan Townland, Castlederg, Strabane, Co. Tyrone. Site entrance is c. 158 M. North of 94 Scraghy Road, Killen, Co. Tyrone, BT81 7SL. Nearest dwelling c. 995 M. South East of proposed development | 220846 | 375427 | Approved | 2023/24 | 2023-10-26 |  |  | Approved
LA06/2022/1257/F | 2022-12-05 | Ards and North Down | Single wind turbine | Wind turbine with a 12m blade radius on a 30m tower and max 150kw output | 36A CARROWDORE ROAD BALLYBOLEY GREYABBEY DOWN BT22 2LX | 357138 | 370221 |  |  |  | 1 | 12 months and over | Pending
LA04/2022/2183/F | 2022-12-06 | Belfast | Single wind turbine | Section 54 application to vary condition 4 (noise levels) of LA04/2020/1852/F for planning permission for wind turbine with 250KW generator, 50m hub height and 54m rotor diameter. | 4 PEMBROKE LOOP ROAD POLEGLASS DUNMURRY ANTRIM BT17 0QL | 327118 | 370723 | Approved | 2023/24 | 2024-03-26 |  |  | Approved
LA11/2022/1140/F | 2022-12-08 | Derry and Strabane | Single wind turbine | Proposed installation of a wind turbine (1 megawatt) with a 59m hub height with blades up to 86m (to tip height) (amended proposal. application forms and plans received) | Lands approx. 185m north east of 84 Cumber Road, Cumber, Claudy, Londonderry, BT47 4JA | 254129 | 405997 |  |  |  | 1 | 12 months and over | Pending
LA01/2022/1567/F | 2022-12-19 | Causeway Coast and Glens | Wind farm | Construction of a wind farm comprising 5no. wind turbines (maximum 150 metres to blade tip), an electrical substation / control building, battery energy storage (BES) area, construction compound, delivery route junction improvements at exit Off A26 Frosses Road / A44 Drones Road Roundabout onto the A44 Drones Road; A44 Hillside Road / Magheramore Road / B5 Lagge Road Junction; and B15 Coolkeeran Road, a new access onto the Coolkeeran Road and all associated ancillary works | Lands approximately 615m E of 16 Coolkeeran Road, Armoy, in townlands of Kilcroagh and Carrowlaverty, approx 2.5km SE of Armoy | 308866 | 431107 |  |  |  | 1 | 12 months and over | Pending
LA11/2023/1192/F | 2023-01-03 | Derry and Strabane | Single wind turbine | Erection of new proposed 59m hub height and 54m rotor diameter wind turbine (up to 900 kW output) | 540 M. South West of 14 Stone Rd, Victoria Bridge, Strabane, Co. Tyrone | 234169 | 388619 | Withdrawn | 2023/24 | 2024-02-15 |  |  | Withdrawn
LA11/2023/1193/F | 2023-01-03 | Derry and Strabane | Single wind turbine | Erection of new proposed 59 M. hub height and 54 M. rotor diameter wind turbine (up to 900 kW output) | 275 M. South West of 14 Stone Rd, Victoria Bridge, Strabane, Co. Tyrone | 234434 | 388758 | Withdrawn | 2023/24 | 2024-02-15 |  |  | Withdrawn
LA03/2023/0015/F | 2023-01-04 | Antrim and Newtownabbey | Single wind turbine | Replacement wind turbine with proposed 31m tower and 21m rotor diameter (previous approval T/2011/0045/F - 46m tower and 19m rotor diameter) | Lands approx. 600m east of 117 Lylehill Road, Templepatrick, BT39 0HP | 325852 | 381255 | Approved | 2023/24 | 2023-06-29 |  |  | Approved
LA01/2023/0008/F | 2023-01-05 | Causeway Coast and Glens | Wind farm | Construction of a windfarm comprising up to 4no. turbines (to a maximum blade tip height of 150 metres) an electrical substation/control building, internal access tracks, spoil deposition areas, temporary construction compound, delivery route junction improvements and all associated ancillary works (amended proposal) | Lands Approximately 1.86km WSW of 175 Gelvin Road, in the townlands of Brishey and Curraghlane, approx 4.8km E of Dungiven | 273500 | 410567 |  |  |  | 1 | 12 months and over | Pending
LA11/2023/1234/F | 2023-01-13 | Derry and Strabane | Single wind turbine | Proposed erection of 50m hub height and 47m rotor diameter wind turbine (max 225 kW output) with associated section of additional laneway and construction of hardstanding, proposal to substitute existing installed wind turbine with 30m hub height and 27m rotor diameter (additional information received) | Approximately 520 M. South West of 83 Curlyhill Road, Strabane, BT82 8LS | 236839 | 398078 |  |  |  | 1 | 12 months and over | Pending
LA02/2023/1133/F | 2023-01-17 | Mid and East Antrim | Single wind turbine | Erection of wind turbine with a 40m hub height and 27m blade length, associated 2 no. electricity cabinets, access and site works. | 267M NE OF NO 58 TULLYKITTAGH ROAD CLOUGHMILLS | 311202 | 418167 | Approved | 2023/24 | 2023-07-10 |  |  | Approved
LA09/2023/0070/F | 2023-01-19 | Mid Ulster | Single wind turbine | Proposed variation to Condition No 3 of Planning Ref LA09/2020/1305/F (replacement turbine) to read as follows: Prior to the commissioning of the turbine hereby approved, a scheme providing for the avoidance of shadow flicker at any potentially affected property, lawfully existing at the date of this permission, shall be submitted to and approved in writing by the planning authority. The scheme shall be carried out as approved. Reason: to safeguard residential amenity from the impacts of shadow flicker. | Approx 310M South East of 37 Sessiagh Road Cookstown | 283712 | 374619 | Withdrawn | 2023/24 | 2023-12-07 |  |  | Withdrawn
LA11/2023/1248/F | 2023-01-23 | Derry and Strabane | Single wind turbine | Proposed erection of 45m hub height and 47m rotor diameter wind turbine (max 225kW output) with associated section of additional laneway and construction of hardstanding to substitute existing installed 40m hub height and 27m diameter wind turbine approved under application J/2010/0063/F | Approximately 170m North West of 20 Evish Road, Strabane, BT82 8NQ | 236354 | 397251 | Withdrawn | 2023/24 | 2023-05-24 |  |  | Withdrawn
LA02/2023/1141/F | 2023-01-25 | Mid and East Antrim | Single wind turbine | Erection of Turbine - Proposed substitute of existing turbine as approved under G/2011/0266/F for a vestas V52. Hub Height increase from 40m to 50m, Blade Diameter increased from 29m to 52m. | Lands 330m South East of 93 CADDY ROAD ANDRAID RANDALSTOWN ANTRIM BT41 3DW | 308803 | 395366 | Approved | 2023/24 | 2023-12-05 |  |  | Approved
LA10/2023/1390/F | 2023-01-25 | Fermanagh and Omagh | Single wind turbine | Erection of wind turbine with a 41.5m hub height and 29m rotor diameter, access, associated 2 no. electricity cabinets and site works. | Approx 285m East of 20 Crannoge Road, Beragh, Omagh, BT79 0UU | 250476 | 366321 | Approved | 2023/24 | 2024-01-31 |  |  | Approved
LA03/2023/0051/F | 2023-02-01 | Antrim and Newtownabbey | Single wind turbine | Proposed 250kW wind turbine (30m to hub height, 29m rotor diameter), equipment cabin & associated ancillary works. | Lands approx 450m E/N/E of 70 Lylehill Road, Templepatrick, BT39 0HL | 324901 | 382697 | Refused | 2024/25 | 2024-04-30 |  |  | Refused
LA11/2023/1287/F | 2023-02-01 | Derry and Strabane | Single wind turbine | Erection of 55m hub height and 47m rotor diameter (660 kW) wind turbine, with associated switch room and hardstanding and section of additional laneway | Lands approx. 270m North West of 39 Kilclean Road, Castlederg, BT81 7EF | 225641 | 385921 | Approved | 2023/24 | 2024-01-31 |  |  | Approved
LA11/2023/1313/F | 2023-02-07 | Derry and Strabane | Single wind turbine | Erection of new proposed 40m hub height and 54m rotor diameter 250kw wind turbine to replace previous approval J/2010/0408/F 40m hub and 30m rotor | 133m North West of 20 Folliard Road, Castlederg, Co. Tyrone, BT81 7JW | 229752 | 387923 | Approved | 2024/25 | 2024-04-11 |  |  | Approved
LA05/2023/0149/F | 2023-02-13 | Lisburn and Castlereagh | Single wind turbine | Proposed replacement of an existing wind turbine (with 24.5m hub height and 23m rotor diameter) with a wind turbine (with 40m hub height and 44m rotor diameter) | Lands approximately 500 metres west of 37 Colinglen Road, Dunmurry, Belfast, BT17 0LP (amended address) | 326364 | 370787 |  |  |  | 1 | 12 months and over | Pending
LA03/2023/0106/S54 | 2023-02-15 | Antrim and Newtownabbey | Single wind turbine | Proposed wind turbine with max hub height of 40m and max blade length of 26m to generate electricity for on site use or export to the grid, with associated access lane and switch control room (Variation of Condition 7 from approval LA03/2016/0214/F to change text from "No development shall take place" to "No above ground infrastructure (wind turbine shall be erected) | Approximately 430m North East Of Number 60 Ballyutoag Road Belfast, County Antrim | 328554 | 379052 | Approved | 2023/24 | 2023-04-28 |  |  | Approved
LA10/2023/1459/F | 2023-02-20 | Fermanagh and Omagh | Single wind turbine | Proposed installation of a wind turbine on a tubular tower of up to 40m height with blades up to 69.5m (to tip height) 39m Rotor Diameter (Renewal of LA10/2015/0123/F) | LANDS 538M WEST OF 3 COLLEGE ROAD EAST DOON DERRYLIN FERMANAGH BT92 9DE | 224919 | 326159 | Approved | 2023/24 | 2023-07-31 |  |  | Approved
LA10/2023/1464/F | 2023-02-20 | Fermanagh and Omagh | Single wind turbine | Replacement of wind turbine approved under L/2011/0705/F with turbine on 30m tower and 27m rotor diameter | 35 DERRYALLEN ROAD BEAGH BALLINAMALLARD FERMANAGH BT94 2DT | 230412 | 352538 | Approved | 2023/24 | 2023-12-21 |  |  | Approved
LA09/2023/0193/F | 2023-02-21 | Mid Ulster | Single wind turbine | Planning Application for the erection of a wind turbine with a 40m tower and 23.5m blade span (overall tip height of 63.5m) in substitution of extant planning permission LA09/2020/0225/F | Approx 670M NW of No.49 West Street Stewartstown | 285479 | 370773 | Approved | 2023/24 | 2024-03-01 |  |  | Approved
SPD/2023/0951/F | 2023-02-22 | Strategic Planning Division | Wind farm | Proposed Carnbuck wind farm comprising of up to 12 three-bladed horizontal axis wind turbines; each up to 180m maximum height above ground level; associated external transformers; underground cabling; access tracks; turning heads; crane hardstandings; control building and substation compound, 22 battery energy storage containers, 1 storage container, off-site areas of widening to the public road and all ancillary works. The development also comprises upgrades to the existing site entrance and access tracks of Gruig Wind Farm. During construction and commissioning there would be a number of temporary works including a construction compound with car parking; temporary parts of crane hardstandings and welfare facilities | The application site is located approximately 4.4 kilometres north east of Cloughmills and approximately 12 kilometres south west of Cushendall in the townlands of Carnbuck, Magheraboy and Moneyneagh, east of Corkey Village, County Antrim. The proposed site entrance is located to the north eastern boundary of the site at the existing site entrance to Gruig Wind Farm, located along Altnahinch Road, Ballymoney, BT44 9PE. The northern boundary of the site is approximately 1.7 kilometres from the Reservoir Road with the southern site boundary approximately 1.2 kilometres from the Omerbane Road. | 312220 | 420627 |  |  |  | 1 | 12 months and over | Pending
LA08/2023/1888/F | 2023-02-28 | Armagh, Banbridge and Craigavon | Single wind turbine | Proposed erection of a wind turbine (with 50m hub height and 52m rotor diameter) to be connected to existing plant room and existing substation via underground cabling and ancillary site works (additional information received). | Lands approximately 110m southwest of 21 CABRAGH ROAD CABRAGH TANDRAGEE ARMAGH BT62 2HL | 300380 | 344727 |  |  |  | 1 | 12 months and over | Pending
LA03/2023/0158/F | 2023-03-06 | Antrim and Newtownabbey | Single wind turbine | Retention of an external storage area for 3no. wind turbine towers, associated blades and 2no. stacked storage units, on redundant concrete hardstand and temporary 1.8 metre high fencing (Temporary permission for a period of 3 years) | Approximately 37m South of 55a Nutts Corner Road Crumlin BT29 4SH | 318641 | 377718 | Refused | 2023/24 | 2023-06-23 |  |  | Refused
LA09/2023/0245/F | 2023-03-06 | Mid Ulster | Single wind turbine | Proposed replacement etw dw54 turbine to replace the existing operational turbine in order to promote further production of greener energy. | 25 Crancussy Road Pomeroy BT80 9PW | 267158 | 378452 |  |  |  | 1 | 12 months and over | Pending
LA10/2023/1510/F | 2023-03-07 | Fermanagh and Omagh | Single wind turbine | Proposed Wind Turbine 60m high hub height and 52m rotor diameter with associated electrical switch room, hardstanding and additional laneway | Lands approx 260m East of 299 Killadeas Road, Irvinestown BT94 1PF | 219255 | 357004 | Approved | 2024/25 | 2024-05-29 |  |  | Approved
LA11/2023/1434/F | 2023-03-09 | Derry and Strabane | Single wind turbine | Erection of new proposed 40m hub height and 54m rotor diameter wind turbine (up to 250 kW output) to substitute existing 31m hub height and 29m rotor diameter wind turbine | Lands approximately 1000m North East of 103 Ligford Rd, Plumbridge, Co. Tyrone, BT79 8DW | 246567 | 392379 | Approved | 2023/24 | 2023-10-03 |  |  | Approved
LA09/2023/0297/F | 2023-03-16 | Mid Ulster | Single wind turbine | Erection of wind turbine with a 46m hub height and 30.5m blades, associated 2 no. electricity cabinets and all other associated site works | Lands approximately 415M South-West of No. 92 Lurganeden Road, Pomeroy, Dungannon | 269571 | 371263 | Withdrawn | 2023/24 | 2023-05-11 |  |  | Withdrawn
LA01/2023/0319/F | 2023-03-24 | Causeway Coast and Glens | Single wind turbine | Proposed replacement of existing wind turbine and ancillary development. Existing turbine dimensions are 31.5m to hub height with 31m rotor diameter; proposed turbine to be 55m to hub height with 47m rotor diameter. | 464m north west of 33 Novally Road Ballycastle BT54 6HE | 308229 | 441055 | Approved | 2024/25 | 2024-09-30 |  |  | Approved
LA07/2023/2546/F | 2023-04-03 | Newry, Mourne and Down | Single wind turbine | Variation of condition 7 of planning approval LA07/2019/1124/F which reads: The wind turbine hereby permitted shall be removed and the site restored to its former condition within 25 years of the date of this permission, or within 6 months of the cessation of electricity generation at the site, whichever is the sooner. REASON: To allow the Council to maintain control over this temporary form of development and reconsider the proposal in light of the circumstances then prevailing. Proposed amended text for this condition: The wind turbine hereby permitted shall be removed and the site restored to its former condition within 30 years of the date of this permission, or within 12 months of the cessation of electricity generation at the site, whichever is the sooner. REASON: To allow the Council to maintain control over this temporary form of development and reconsider the proposal in light of the circumstances then prevailing. | Approx. 555m east of No 199 Rathfriland Road, Dromara, BT25 2EG | 328043 | 346637 | Approved | 2024/25 | 2024-04-11 |  |  | Approved
LA08/2023/2056/F | 2023-04-05 | Armagh, Banbridge and Craigavon | Single wind turbine | Proposed Replacement of Existing Turbine with a Vestas V52 Turbine Comprising of a 50m Hub Height and Blade Span of 26m (Overall Tip Height of 76m) | Approximately 250m East of No. 18 Church Road, Dromara, BT25 2NS | 326293 | 349149 |  |  |  | 1 | 12 months and over | Pending
LA09/2023/0427/F | 2023-04-05 | Mid Ulster | Single wind turbine | Wind turbine with hub height of 59 metres and blade radius of 35.5 metres (Revised turbine hub height, blade radius and position within site from that previously permitted under LA09/2016/0477/F) | Approximately 640M North West of Junction of Drumard Road and Cullion Road (Accessing Onto Drumard Road) Draperstown | 277959 | 390386 |  |  |  | 1 | 12 months and over | Pending
LA09/2023/0428/F | 2023-04-05 | Mid Ulster | Single wind turbine | Wind Turbine with Hub Height of 59 metres and Blade Radius of 35.5 metres (Revised Turbine Hub Height, Blade Radius and Position within Site from that Previously Permitted Under LA09/2016/0502/F) | Approximately 960 Metres North West of Junction of Drumard Road and Cullion Road, (Accessing Onto Drumard Road), Draperstown | 277987 | 390418 |  |  |  | 1 | 12 months and over | Pending
LA09/2023/0429/F | 2023-04-05 | Mid Ulster | Single wind turbine | Wind Turbine with Hub Height of 59 metres and Blade Radius of 35.5 metres (Revised Turbine Hub Height, Blade Radius and Position within Site from that Previously Permitted Under LA09/2016/0492/F) | Approximately 850M North West of Junction of Drumard Road and Cullion Road (Accessing Onto Drumard Road) Draperstown | 277959 | 390386 |  |  |  | 1 | 12 months and over | Pending
LA02/2023/1373/F | 2023-04-13 | Mid and East Antrim | Single wind turbine | Installation 250KW wind turbine, 30m hub height 15m blade (30m diameter), with proposed concrete base, temporary laneway to turbine from existing yard | 230m north west of 85 Deerfin Road, Ballymena | 317382 | 401795 | Refused | 2024/25 | 2024-09-03 |  |  | Refused
LA07/2023/2675/F | 2023-04-18 | Newry, Mourne and Down | Single wind turbine | Erection of wind turbine with a 31.5m hub height and 29m rotor diameter, access, associated 2 no. electricity cabinets and site works. | Approx. 293m north west of 23 Latt Road, Cloghinny, Newry, Co. Armagh, BT35 6PB | 305716 | 332448 | Approved | 2024/25 | 2024-07-25 |  |  | Approved
LA10/2023/1729/F | 2023-05-09 | Fermanagh and Omagh | Single wind turbine | Wind turbine | Approximately 615m south east of 30 Segully Road, Drumquin, BT78 4RD | 233956 | 371141 | Approved | 2023/24 | 2023-12-08 |  |  | Approved
LA10/2023/1730/F | 2023-05-09 | Fermanagh and Omagh | Single wind turbine | Wind turbine-amended size from LA10/2016/0402/F-Wind Turbine | Lands approx 575m SE of no.233 Coa Rd, Cooltrain, Enniskillen, Co. Fermanagh | 228702 | 348853 | Withdrawn | 2024/25 | 2024-05-08 |  |  | Withdrawn
LA03/2023/0375/F | 2023-05-16 | Antrim and Newtownabbey | Single wind turbine | Erection of replacement wind turbine with a 40m hub height and 27m blades, associated 2 no. electricity cabinets and all other associated site works | Lands approximately 285m South East of, No. 52 Moneynick Road, Randalstown, BT41 3HW | 306572 | 389177 | Approved | 2024/25 | 2024-05-16 |  |  | Approved
LA02/2023/1463/F | 2023-05-23 | Mid and East Antrim | Single wind turbine | Small Domestic Wind Turbine(Micro Turbine) - 6kw on a 9 meter mast | 80m South West of 22 Red Brae Road CARRICKFERGUS BT38 9DG | 340702 | 390423 | Withdrawn | 2023/24 | 2023-11-06 |  |  | Withdrawn
LA10/2023/1773/F | 2023-05-23 | Fermanagh and Omagh | Single wind turbine | Wind Turbine | Lands 190m North of Townview farm 10 Breagho Road Breagho Enniskillen BT74 4DE | 226572 | 348122 | Withdrawn | 2024/25 | 2024-05-08 |  |  | Withdrawn
LA10/2023/1796/F | 2023-05-31 | Fermanagh and Omagh | Single wind turbine | Section 54 application to modify condition no 1 (noise emission) of application LA10/2020/0160/F (replacement wind turbine). | 100m South East of 133 Edenmore Road, Tempo, BT94 3JA | 233013 | 349943 | Approved | 2023/24 | 2024-03-15 |  |  | Approved
LA11/2023/1754/F | 2023-06-19 | Derry and Strabane | Single wind turbine | Proposed erection of a wind turbine in substitution of live permission A/2014/0548/F, with a hub height of 78m and rotor diameter of 82m at approximately 1000m North of No. 62 Muldonagh Road, Claudy | 1000m North of 62 Muldonagh Road, Claudy, BT47 4EJ | 258263 | 410911 |  |  |  | 1 | 12 months and over | Pending
LA11/2023/1757/F | 2023-06-19 | Derry and Strabane | Single wind turbine | Erection of 50m hub height and 52m rotor diameter (225kw output) to substitute existing 30m hub height and 32m rotor diameter (225kw output) | 537m north of junction of Bunderg Road and Davies Road, accessing Davies Road, Newtownstewart | 238380 | 387680 | Withdrawn | 2023/24 | 2023-11-21 |  |  | Withdrawn
LA07/2023/2984/F | 2023-06-20 | Newry, Mourne and Down | Single wind turbine | Erection of wind turbine with a 30.4m hub height and 29.1m rotor diameter, access, associated 2 no. electricity cabinets and site works. | Lands approx 393m NW of 9 Benraw Road, Ballyward, Co. Down, BT31 9TH | 329689 | 341297 |  |  |  | 1 | 12 months and over | Pending
LA10/2023/1885/F | 2023-06-28 | Fermanagh and Omagh | Wind farm | Alteration to approved Curraghmulkin Wind Farm (K/2008/0334/F) reduction from 10 no. (125m in height) to 7no. (150-180m in height ), repositioning of previously approved electrical control building & compound, minor amendments to turbine location, access tracks routes & other associated infrastructure & a change in wind farm operational period from 30 years, to 35 years from the date of connection to the electricity grid. | Site Entrance located approx 186m North of 166 Dooish Road, Drumquin, Omagh, BT784RF | 231759 | 369210 | Approved | 2024/25 | 2024-10-28 |  |  | Approved
LA01/2023/0728/F | 2023-07-04 | Causeway Coast and Glens | Solar farm | Installation and operation of a 29.9 MW solar farm and Battery Energy Storage System (BESS) and associated infrastructure including photovoltaic panels, mounting frames, inverters transformers, substation, fencing, pole mounted security cameras and associated site access and landscaping. | Lands located southeast of the Ballycastle Roundabout on the eastern outskirts of Coleraine. At their northern point lands are located south of the existing cluster of dwellings and buildings located along Ballyrashane Road. Lands extend south and are bound by the Ring Road on their western boundary and New Mills Road on their south-western boundary. Lands extend west to 170m north of Tullans Country Holiday Park. | 287037 | 432441 |  |  |  | 1 | 12 months and over | Pending
LA09/2023/0763/F | 2023-07-11 | Mid Ulster | Single wind turbine | PROPOSED 10KW DOMESTIC WIND TURBINE ON A 18M TOWER TO PROVIDE GREEN ENERGY | Land Approximatley 120M South of 107 Lisaclare Road, Stewartstown | 287384 | 368728 | Withdrawn | 2023/24 | 2023-10-30 |  |  | Withdrawn
LA11/2023/1852/F | 2023-07-24 | Derry and Strabane | Single wind turbine | Erection of 40m hub height and 52m rotor diameter (225kw) output to substitute existing 30m hub height and 32m rotor diameter (225kw) output | Site 520m North of 70A Bunderg Road Newtownstewart BT82 8QQ | 237359 | 388782 |  |  |  | 1 | 12 months and over | Pending
LA03/2023/0554/F | 2023-07-28 | Antrim and Newtownabbey | Single wind turbine | Single wind turbine with 64m hub height and 71m rotor diameter with associated ancillary development including construction of laneway and crane hardstanding, on site sub station and control building, underground cables all other ancillary and associated works. | Approx. 375m North West of 60 Ballyutoag Road, Belfast, Co. Antrim, BT14 8SR | 328237 | 378900 | Approved | 2024/25 | 2024-07-23 |  |  | Approved
LA07/2023/3221/F | 2023-08-04 | Newry, Mourne and Down | Single wind turbine | Replacement of existing turbine as approved under LA07/2015/0378/F with a Vestas V47 Wind Turbine with the same 40m Tower Height and new rotor diameter of 47m and 250Kw output. | Approx 500m SE of 22 Hilltown Road, Fofannyreagh, Hilltown, BT34 5EZ | 327314 | 332652 |  |  |  | 1 | 12 months and over | Pending
LA09/2023/0816/F | 2023-08-07 | Mid Ulster | Single wind turbine | Domestic wind turbine to provide renewable energy | 60M South East of 52 Tullyreavy Road, Cookstown | 274744 | 374911 |  |  |  | 1 | 12 months and over | Pending
LA11/2023/1908/F | 2023-08-08 | Derry and Strabane | Single wind turbine | Erection of 50m hub height and 52m rotor diameter (250kw output) wind turbine to substitute existing 30m hub height and 32m rotor diameter (250kw output) wind turbine | 215m NNE of 41 Bunderg Road, Strabane, BT82 8QG | 237891 | 387997 |  |  |  | 1 | 12 months and over | Pending
LA07/2023/3235/F | 2023-08-10 | Newry, Mourne and Down | Single wind turbine | Proposed replacement of turbine approved under R/2010/0971/F with a turbine comprising of tower height of 50m and blade span of 26m (overall tip height of 76m) (amended address) | Approximately 590m SW of No. 69 Newcastle Road, Ballynahinch, BT24 8NF | 339078 | 346661 |  |  |  | 1 | 12 months and over | Pending
LA02/2023/1688/F | 2023-08-14 | Mid and East Antrim | Solar farm | Proposed solar farm and associated infrastructure including ground mounted solar PV panels on support frames, substation, inverters, transformers, fencing CCTV cameras, temporary construction compound, access works, internal service tracks, landscaping and ancillary site works. | Lands located immediately west of Liminary Road, approx. 420m south of Ballylesson Road, approx. 400m North of Ballycowan Road and approx. 560m East of Cromkill Road, Ballymena | 312597 | 399957 | Approved | 2024/25 | 2024-11-04 |  |  | Approved
LA01/2023/0847/F | 2023-08-18 | Causeway Coast and Glens | Single wind turbine | ERECTION OF TURBINE - PROPOSED SUBSTITUTE OF EXISTING TURBINE AS APPROVED UNDER C/2010/0419/f. HUB HIEGHT INCREASE FROM 31.5m TO 40m, BLADE DIAMETER INCREASED FROM 24M TO 29m | Lands Approximately 445m South East From 40 Glen Road, Garvagh | 280784 | 412415 |  |  |  | 1 | 12 months and over | Pending
LA02/2023/1705/F | 2023-08-21 | Mid and East Antrim | Wind farm | Vary condition no. 15 of planning permission G/2011/0041/F to extend the operational lifetime of the wind farm from 25 to 30 years | Carncoagh Hill Elginny Hill Clontrace Hill Broughshane | 314957 | 410814 | Approved | 2023/24 | 2023-10-03 |  |  | Approved
LA09/2023/0899/F | 2023-08-28 | Mid Ulster | Single wind turbine | Proposed replacement of existing wind turbine as approved under planning reference H/2011/0329/F with a new wind turbine to a hub height of 53m and a rotar diameter of 52m along with associated development | Lands Approx 320M South East of No 6 Brackaghlislea Road Draperstown | 281638 | 393916 | Approved | 2023/24 | 2024-02-27 |  |  | Approved
LA09/2023/0904/F | 2023-08-29 | Mid Ulster | Single wind turbine | Proposed replacement of existing wind turbine as approved under planning reference H/2011/0026/F with a new wind turbine to a hub height of 53m and a rotor diameter of 52m along with associated development | Lands 290M South West of No 150 Tirkane Road Maghera | 282230 | 404047 | Approved | 2024/25 | 2024-11-20 |  |  | Approved
LA11/2023/1988/F | 2023-08-30 | Derry and Strabane | Single wind turbine | Erection of a single wind turbine with a 31.5 M. hub height and 29 M. rotor diameter, associated laneway and 2 No. electricity cabinets | Lands approximately 190 M. South East of No. 83 Craigbrack Road, Eglinton, Co Londonderry, BT47 3BG | 254798 | 416503 |  |  |  | 1 | 12 months and over | Pending
SPD/2023/0981/F | 2023-09-21 | Strategic Planning Division | Wind farm | The Owenreagh Craignagapple Wind Farm Development comprises the decommissioning and repowering of the Operational Owenreagh I and II Wind Farms. The Development will comprise of the following main components: • Decommissioning and removal of the existing turbines (Owenreagh I & II); • The erection of 14 three bladed horizontal axis wind turbines of up to 156.5 m tip height with capacity output of up to 67.2MW; • 2 temporary construction compound/laydown areas; • Removal and restoration of the existing crane hardstandings, access tracks and any other above-ground infrastructure in accordance with the Outline DCEMP and Draft HMP; • Construction and/or upgrading of seven Site access points onto the public highway; • Construction of approximately 3,947m of new access tracks; • Upgrade of approximately 382m of existing access tracks; • Construction of turning heads and passing places on the access tracks; • Construction of temporary and permanent hardstanding areas for each turbine to accommodate turbine component laydown areas, crane hardstanding areas and internal or external transformers and/or switchgear; • Construction of turbine foundations; • Two water crossings; • Installation of buried underground electrical and communication cables; • Construction of a substation and control building, and associated compound, • Road widening & provisio | The existing Owenreagh I & II Wind farm site:- (i) The existing Owenreagh I & II Wind farm site, (ii) lands located north of Glenmornan Road, and (iii) lands located south-east of the Glenmornan Rd/ Napple Rd road junction, approximatley 6km south-east of Artigarvan village, Co. Tyrone. | 242775 | 396870 |  |  |  | 1 | 12 months and over | Pending
LA02/2023/1817/F | 2023-09-22 | Mid and East Antrim | Single wind turbine | Proposed replacement of an existing wind turbine (with 24.6m hub height and 19.2m rotor diameter) with a wind turbine with 30m hub height and 27m rotor diameter, temporary construction access and ancillary site works. | Lands approx. 380m west of No. 401 Middle Road, Islandmagee, Larne | 346069 | 399715 | Approved | 2024/25 | 2024-07-09 |  |  | Approved
LA03/2023/0749/F | 2023-09-27 | Antrim and Newtownabbey | Single wind turbine | Erection of wind turbine with a 40m hub height and 27m blade length, associated 2 no. electricity cabinets, access and site works. | Lands approx 485m north-east of 92 Parkgate Road, Kells, Ballymena, BT42 3PG | 317414 | 394843 | Approved | 2024/25 | 2024-08-09 |  |  | Approved
LA10/2023/2170/F | 2023-09-27 | Fermanagh and Omagh | Single wind turbine | Proposed development of a single wind turbine (with 85 metre hub height and 71 metre rotor diameter), kiosk building, access and ancillary site works | Lands approximately 400 m south west of No 175 Cloghfin Road Sixmilecross BT79 9EQ | 222124 | 344145 | Withdrawn | 2024/25 | 2024-04-26 |  |  | Withdrawn
LA01/2023/1022/F | 2023-10-03 | Causeway Coast and Glens | Single wind turbine | Proposed replacement of and located to the north-west of existing wind turbine approved under C/2010/0545/F with a Vestas V44 turbine comprising of a 53m hub and 22m blade span; overall tip height of 75m. | 260m South West of No. 72 Shinny Road Macosquin Coleraine | 279239 | 426139 |  |  |  | 1 | 12 months and over | Pending
LA09/2023/1049/F | 2023-10-03 | Mid Ulster | Single wind turbine | Installation of a wind turbine on a tubular tower of up to 50m with blades up to 76.5m (to tip height) | Lands 500M North-west of 23 Tannaghlane Rd, Caledon | 274643 | 347907 |  |  |  | 1 | 12 months and over | Pending
LA11/2023/2041/F | 2023-10-04 | Derry and Strabane | Single wind turbine | Erection of new proposed 59m hub height and 52m rotor diameter wind turbine (up to 250kW output) to substitute existing 40m hub height and 35m rotor diameter wind turbine (LA11/2022/0199/LDE) (additional informaiton received) | 540m North East of 2 Ballykeery Road, Strabane, Co. Tyrone, BT82 0SS | 242210 | 394629 |  |  |  | 1 | 12 months and over | Pending
LA02/2023/1844/F | 2023-10-05 | Mid and East Antrim | Single wind turbine | Proposed replacement of existing turbine approved under G/2010/0432/F with a Vestas V44 turbine comprising of a 40m hub and 22m blade span (overall tip height of 62m). | Clooney Road Approximately 280m NE of No. 5 Clooney Road, Ahoghill | 304632 | 397682 |  |  |  | 1 | 12 months and over | Pending
LA01/2023/1037/S54 | 2023-10-11 | Causeway Coast and Glens | Wind farm | Variation of Condition No.12 from D/2006/0104/F | 403m West of 99 Glenbuck Road, Rasharkin, Ballymena, Long Mountain in the Townland of Granagh, Dunloy, Co Antrim | 300367 | 415421 | Approved | 2023/24 | 2023-11-22 |  |  | Approved
LA02/2023/1884/F | 2023-10-19 | Mid and East Antrim | Single wind turbine | Erection of single wind turbine - 40m hub height with 27m blades, associated 2 no electricity cabinets, 1 no 1MW Battery Energy Storage System Facility (BESS) and 1 no BESS Control Room to store and stabilise energy supply from turbine, and all associated site works. | Lands approx. 360m NE of 246 Carnlough Road, Broughshane | 324007 | 411515 | Approved | 2023/24 | 2024-02-09 |  |  | Approved
LA09/2023/1121/F | 2023-10-23 | Mid Ulster | Single wind turbine | Proposed replacement of an existing wind turbine (with 40m hub height and 29m rotor diameter) with a wind turbine (with 45m hub height and 47m rotor diameter), access and ancillary site works | Lands Approx 326M North East of 60 Cavan Road Dungannon | 283300 | 362478 |  |  |  | 1 | 12 months and over | Pending
LA10/2023/2253/F | 2023-10-23 | Fermanagh and Omagh | Single wind turbine | Proposed replacement of an existing wind turbine (with 32m hub height and 30m rotor diameter) with a wind turbine (with 40m hub height and 47m rotor diameter), access and ancillary site works | Lands approximately 152 metres south east of 17 Loughmallon Road, Creggan, Pomeroy, Co. Tyrone, BT79 9BW | 263100 | 377434 |  |  |  | 1 | 12 months and over | Pending
LA07/2023/3486/F | 2023-10-26 | Newry, Mourne and Down | Single wind turbine | Proposed wind turbine comprising a Vestas V29 with a 40m tower and 29m rotor diameter (overall tip height of 54.5m) | Approximately 235m east of No. 134 Carrickmannon Road Crossgar BT30 9NL | 345875 | 359117 |  |  |  | 1 | 12 months and over | Pending
LA11/2023/2126/F | 2023-11-06 | Derry and Strabane | Single wind turbine | Erection of wind turbine (45m hub height, 44m rotor diameter, 600KW) (amended proposal) | Approx. 380 M. S.S.W. of 80 Ballynamore Road, L'Derry, BT47 3EY | 251744 | 413380 |  |  |  | 1 | 12 months and over | Pending
LA07/2023/3538/F | 2023-11-07 | Newry, Mourne and Down | Single wind turbine | Proposed replacement of an existing wind turbine (30m hub height and 27m rotor diameter) with a wind turbine (40m tower and 39m diameter) | Land at 215m southwest of No. 46 Drumbanagher Wall Road, Poyntzpass, Newry, BT35 6SF | 304324 | 336264 | Approved | 2024/25 | 2024-11-27 |  |  | Approved
LA11/2023/2127/F | 2023-11-07 | Derry and Strabane | Single wind turbine | Erection of wind turbine with a 50 M. hub height and 52 M. rotor diameter (225 kW.) to substitute existing 30 M. hub height and 32 M. rotor diameter (225 kW.)output (Approval Ref - J/2010/0009F) | Site 550 metres North of Junction of Davies Road and Bunderg Road, accessing Davies Road | 238340 | 387690 |  |  |  | 1 | 12 months and over | Pending
LA09/2023/1201/F | 2023-11-08 | Mid Ulster | Single wind turbine | Replacement of an existing wind turbine (with 33m hub height and 25m rotor diameter) with a wind turbine (with 40m hub height and 44m rotor diameter) | Lands Approx. 124M South of 156 Coash Road, Dungannon | 284493 | 362547 | Withdrawn | 2024/25 | 2024-05-16 |  |  | Withdrawn
LA09/2023/1202/F | 2023-11-08 | Mid Ulster | Single wind turbine | Replacement of an existing wind turbine (with 33m hub height and 25m rotor diameter) with a wind turbine (with 40m hub height and 44m rotor diameter) | Lands Approx. 150M South of 158 Coash Road, Dungannon | 284578 | 362574 |  |  |  | 1 | 12 months and over | Pending
LA11/2023/2142/F | 2023-11-09 | Derry and Strabane | Single wind turbine | Erection of new wind turbine (up to 250kW) with 50m tower and 52m rotor diameter to replace existing wind turbine 30m tower and 30m rotor diameter (approved under J/2011/0068/F) (amended proposal, form, plans and reports received) | Lands 450m south of 28 Aghalougher Road, Castlederg, BT81 7EX | 219188 | 379395 |  |  |  | 1 | 12 months and over | Pending
LA11/2023/2169/F | 2023-11-20 | Derry and Strabane | Single wind turbine | Erection of single wind turbine with a 40m hub height, 27m blades, associated 2no. electricity cabinets, extension and upgrade of existing access lane and associated site works (amended applicaton site, plans and additional information received) | Lands 318m north east of 112 Ligford Road, Plumbridge, Co Tyrone, BT79 8DW | 247001 | 391870 |  |  |  | 1 | 12 months and over | Pending
LA01/2023/1178/F | 2023-11-22 | Causeway Coast and Glens | Single wind turbine | Proposed replacement of existing wind turbine as approved under planning reference C/2011/0441/F with a new wind turbine to a hub height of 55m and a rotor diameter of 48m along with associated development. | Lands approximately 180m north-east of 120 Killyvally Road, Garvagh | 287770 | 414423 | Approved | 2024/25 | 2024-10-15 |  |  | Approved
LA08/2023/3134/F | 2023-11-24 | Armagh, Banbridge and Craigavon | Single wind turbine | Proposed 850kW wind turbine (50m to hub height, 52m rotor diameter), laneway, culvert, cabling & associated ancillary works | Site approximately 120 Metres North East of No. 44A Lowtown Road, Waringstown, BT66 7SJ | 309551 | 352092 |  |  |  | 1 | 12 months and over | Pending
LA11/2023/2218/F | 2023-11-27 | Derry and Strabane | Single wind turbine | Proposed erection of 53m hub height and 44m rotor diameter wind turbine and associated switch room, crane hardstanding and additional laneway in substitution of 2 no. existing operational wind turbines with 37m tower heights (additional information received) | Lands approximately 245m north west of 109 Peacock Road, Sion Mills, Strabane, BT82 9NF | 230827 | 390624 |  |  |  | 1 | 12 months and over | Pending
LA05/2023/0973/F | 2023-12-06 | Lisburn and Castlereagh | Single wind turbine | Erection of domestic wind turbine - 15m hub height and 17.5m rotor tip height - together with all associated development | 58 Lisnabreeny Road East, Belfast, BT6 9SS | 338780 | 368847 |  |  |  | 1 | 12 months and over | Pending
LA10/2023/2417/F | 2023-12-07 | Fermanagh and Omagh | Single wind turbine | Proposed single wind turbine with maximum 69m hub height, and maximum 82m rotor diameter with associated ancillary development including construction of laneway and crane hardstanding, on site substation and control building, underground cables, all other ancillary and associated works | Approx 785m SE of 30 Segully Road, Drumquin | 233702 | 371278 | Approved | 2024/25 | 2025-02-24 |  |  | Approved
LA01/2023/1244/F | 2023-12-08 | Causeway Coast and Glens | Single wind turbine | Replacement to existing turbine approved under planning E/2010/0146/F from 31m tower and 30m rotor diameter to proposed 40m hub height and 54m rotor diameter (Up to 250kW). | Approx. 468m South East of 142 Hillside Road, Armoy | 307508 | 433699 |  |  |  | 1 | 12 months and over | Pending
LA08/2023/3097/F | 2023-12-08 | Armagh, Banbridge and Craigavon | Single wind turbine | Erection of 40m hub height and 54m rotor diameter wind turbine (up to 900kW output); electrical switchroom; NIE substation kiosk/cabinet; underground cabling; hardstanding area; hardcored access track; and other associated site works | 100 metres north-east of 122 Marlacoo Road, Portadown, Craigavon BT62 3TB | 297828 | 345181 |  |  |  | 1 | 12 months and over | Pending
LA09/2023/1361/F | 2023-12-13 | Mid Ulster | Single wind turbine | Proposed wind turbine, Vestas V52, 55metre hub height and 52 metre blade diameter (850KW). | Lands approximately 522M South of 15 Shivey Road Rock Dungannon | 276131 | 373519 |  |  |  | 1 | 12 months and over | Pending
LA06/2023/2511/F | 2023-12-15 | Ards and North Down | Single wind turbine | Replacement of existing wind turbine (37m hub height, 29m rotor diameter) with a wind turbine (40m hub height, 44m rotor diameter), access and ancillary site works | Lands approximately 283m NW of 135 Greyabbey Road, Ballywalter, BT22 2NY | 361370 | 369010 | Approved | 2024/25 | 2024-10-23 |  |  | Approved
LA08/2023/3172/S54 | 2023-12-15 | Armagh, Banbridge and Craigavon | Single wind turbine | Wind Turbine – A Section 54 application seeking to vary condition 4 (related to noise limits associated with the turbine) and remove condition 7 (related to the cut-in speed of the turbine) of previous planning permission granted under LA08/2018/1765/F. | Lands 258 Metres West of no.142 Huntly Road, Banbridge BT32 3UA | 311412 | 348059 | Approved | 2023/24 | 2024-03-28 |  |  | Approved
LA06/2023/2514/F | 2023-12-19 | Ards and North Down | Single wind turbine | 40m hub height and 54m rotor diameter wind turbine (up to 1MW output) (Amended output) | Lands 270m NW of 7 Kircubbin Rd, Ballywalter | 362459 | 366942 |  |  |  | 1 | 12 months and over | Pending
LA08/2023/3147/F | 2023-12-19 | Armagh, Banbridge and Craigavon | Single wind turbine | Proposed Single 150KW wind turbine (31.2 m high to centre of hub and 24m rotor diameter) with associated ancillary development including construction of section of laneway and crane hardstanding, on site switch control building and all other ancillary and associated works | Approximately 360 m NW of 15 Listrakelt Road, Derrynoose, Keady, Armagh BT60 3DP | 278226 | 331634 |  |  |  | 1 | 12 months and over | Pending
LA10/2023/2457/F | 2023-12-19 | Fermanagh and Omagh | Single wind turbine | Replacement to existing turbine approved under planning K/2012/0404/F from 31m tower and 27m rotor diameter to proposed 40m tower and 54m rotor diameter. | Approx 490m South West of 15 Lisnahanna Road Trillick Co Tyrone | 229111 | 356179 | Approved | 2024/25 | 2024-06-07 |  |  | Approved
LA11/2023/2257/F | 2023-12-19 | Derry and Strabane | Single wind turbine | Erection of new proposed 40m hub height and 44m rotor diameter wind turbine (up to 250kW output) to substitute existing 31m hub height and 30m rotor diameter wind turbine approved under J/2012/0071/F (additional information received) | 290m south west of 195 Melmount Road, Sion Mills, Co. Tyrone, BT82 9LA | 234081 | 391994 | Approved | 2024/25 | 2024-07-23 |  |  | Approved
LA01/2023/1309/F | 2023-12-21 | Causeway Coast and Glens | Wind farm | The Section 55 application seeks to vary Condition No. 23 of planning consent B/2012/0268/F (Condition No. 22 of LA01/2017/1124/F & LA01/2018/0790/F) at the Craiggore Wind Farm which is in the townlands of Moneyguiggy and Craiggore Forest, Belraugh Road, Co Londonderry. Condition No. 23 of planning consent B/2012/0268/F (No. 22 of permission LA01/2017/1124/F _ LA01/2018/0790/F) relates to the requirement to make noise compliance measurements within 6 months of the wind farm being operational. A variation is sought to the time window of 6 months previously consented (Amended Description). Condition 23 for the previous approval (B/2012/0268/F) states: Within 6 months of the development first becoming fully operational the wind farm operator shall at his/her expense employ a suitable qualified and competent person to undertake a noise survey to assess the level of noise immissions from the wind farm. The duration of such monitoring shall be sufficient to provide comprehensive information on noise levels with all turbines operating across the range of wind speeds referred to in Condition 22 and covering a range of wind directions. Details of the noise monitoring survey shall be submitted to and agreed in writing with the Council prior to any monitoring commencing. The Council shall be notified not less than 2 weeks in advance of the date of commenceme | Craiggore windfarm in the townlands of Moneyguiggy and Craiggore Forest, Belraugh Road, Garvagh | 276689 | 416948 | Refused | 2024/25 | 2024-05-29 |  |  | Refused
LA01/2024/0004/F | 2023-12-22 | Causeway Coast and Glens | Single wind turbine | Erection of replacement wind turbine with a maximum hub height of 40m and maximum blade length of 26m to replace existing wind turbine approved and built under E/2012/0063/F, associated 2 no. electricity cabinets and site works. | Lands approx 270m South-West of No. 103 Moyarget Road, Ballycastle | 306792 | 438997 | Approved | 2024/25 | 2025-02-20 |  |  | Approved
LA10/2024/0018/F | 2024-01-05 | Fermanagh and Omagh | Single wind turbine | Proposed wind turbine with 84m hub height and 61m rotor (up to 1 Megawatt) and ground mount solar array | Approx. 396m SE of No.28 Callagheen Road, Belleek, Co. Fermanagh, BT93 3AQ | 199126 | 355862 |  |  |  | 1 | 12 months and over | Pending
LA03/2024/0014/F | 2024-01-11 | Antrim and Newtownabbey | Single wind turbine | Proposed single wind turbine with 64m hub height and 71m rotor diameter with associated ancillary development including construction of section of new laneway and crane hardstanding, on site sub station and control building, underground cables all other ancillary and associated works in substitution of previous approval LA03/2016/0214/F for wind turbine with max hub height 40m and max blade length of 26m | Lands approximately 400 m North East of 60 Ballyutoag Road, Belfast, County Antrim, BT14 8SR | 328537 | 379042 | Approved | 2024/25 | 2024-06-12 |  |  | Approved
LA06/2024/0048/F | 2024-01-16 | Ards and North Down | Single wind turbine | Wind turbine 50m high hub, 54m rotor diameter, laneway, crane hardstanding, substation/control building and associated works. | Lands approximately 245m SW of 22 Bairdstown Road Ballywalter BT22 2LD | 362008 | 370245 |  |  |  | 1 | 12 months and over | Pending
LA06/2024/0077/F | 2024-01-24 | Ards and North Down | Single wind turbine | Wind turbine - 50m hub height, 39m rotor diameter, max output 500KW with associated ancillary development including a laneway and hardstanding area, substation and control building. | Approximately 195m South of 10 Grangee Road, Millisle, Newtownards, BT22 2JB | 357780 | 373596 |  |  |  | 1 | 12 months and over | Pending
LA11/2024/0086/F | 2024-01-31 | Derry and Strabane | Single wind turbine | Erection of new proposed 40m hub height and 52m rotor diameter wind turbine (up to 250kW output) to substitute existing 31m hub height and 29m rotor diameter wind turbine (amended noise assessment received) | Lands approximately 1000m north east of 103 Ligford Road, Plumbridge, Co. Tyrone, BT79 8DW | 246558 | 392396 |  |  |  | 1 | 12 months and over | Pending
LA11/2024/0092/F | 2024-02-01 | Derry and Strabane | Single wind turbine | Erection of 1no. wind turbine with a 50m hub height and 54m rotor diameter (up to 900kW) (additional information received) | Lands 410m south east of 14 Bearney Road, Strabane, Co. Tyrone | 235951 | 394040 |  |  |  | 1 | 12 months and over | Pending
LA10/2024/0087/F | 2024-02-02 | Fermanagh and Omagh | Single wind turbine | Proposed Wind Turbine 59m High to centre of Hub and 54m Rotor Diameter with associated Switch Room to supply existing metals recycling business and export to grid | Lands approximately 70 m North East of 9 Lackaghboy Road, Lackaghboy, Enniskillen BT74 4RL | 226047 | 345717 |  |  |  | 1 | 12 months and over | Pending
LA09/2024/0139/F | 2024-02-05 | Mid Ulster | Single wind turbine | Erection of single wind turbine with a 40m hub height and 27m blades, associated 2 no electricity cabinets, 1 no, 1MW Battery Energy Storage System Facility (BESS) and 1 no BESS control room to store and stabilise energy supply from turbine, and all associated site works. | Lands Approx 345M North of No. 46A Rarogan Road Dungannon | 256425 | 358355 | Approved | 2024/25 | 2024-10-10 |  |  | Approved
LA10/2024/0093/F | 2024-02-05 | Fermanagh and Omagh | Single wind turbine | Replacement turbine to that approved under LA10/2015/0088/F (height increased from 40m tower and 39m rotor diameter to proposed 59m tower and 54m rotor diameter). | Approx. 290m South east of 65 Shankill Road Magherahar Derrygonnelly Co Fermanagh | 216460 | 351007 | Withdrawn | 2024/25 | 2024-07-05 |  |  | Withdrawn
LA11/2024/0111/F | 2024-02-06 | Derry and Strabane | Wind farm | Engineering work to 12 turbine bases at Slievekirk windfarm consisting of new concrete on top of the existing concrete slab and the reprofiling of ground around turbine 11 to accommodate excess material from the works | Existing Slievekirk Windfarm. Lands bounded by Bigwood Road, Kildoag Road and Castlewarren Road, within the townlands of Lisdillon, Kildoag in Co. Derry, Knockbrack, Gosheden, Lackagh, Ardground, Legagh in Co. Tyrone | 247269 | 408144 | Approved | 2024/25 | 2024-11-11 |  |  | Approved
LA06/2024/0118/F | 2024-02-07 | Ards and North Down | Single wind turbine | Erection of replacement wind turbine with a maximum hub height of 40m and a maximum blade length of 26m to replace existing wind turbine approved and built under X/2012/0497/F, associated 2 no. electricity cabinets and site works. | Lands 336m SE of 152 Rubane Road, Kirkistown, Cloughey, BT22 1AX | 364298 | 358840 |  |  |  | 1 | 12 months and over | Pending
LA07/2024/0316/F | 2024-02-09 | Newry, Mourne and Down | Single wind turbine | Proposed replacement of wind turbine approved by R/2011/0264/F with a Vestas V52 turbine comprising of a 59m tower and 26m blade span (overall tip height of 85m) including additional hardstanding area and ancillary works. | Approximately 610m North West of No. 6 Ballygallum Road, Downpatrick, BT30 7DA | 350677 | 341620 |  |  |  | 1 | 6 - 12 months | Pending
LA09/2024/0158/F | 2024-02-09 | Mid Ulster | Single wind turbine | Erection of 250 Kw wind turbine with a hub height of 40 metres and a rotor diameter of 47 Metres to replace the existing turbine on the site | Approximately 360M North West of 36 Loup Road Moneymore | 287655 | 383847 |  |  |  | 1 | 12 months and over | Pending
LA01/2024/0206/F | 2024-02-15 | Causeway Coast and Glens | Single wind turbine | Erection of replacement wind turbine with a maximum hub height of 40m and maximum blade length of 26m to replace existing wind turbine approved and built under C/2011/0626/F (2012/A0304), associated 2 no. electricity cabinets and site works. | Lands 520m north-west of No. 55 Ballyhome Road, Portrush | 288727 | 439054 | Approved | 2024/25 | 2025-02-06 |  |  | Approved
LA11/2024/0150/S54 | 2024-02-16 | Derry and Strabane | Wind farm | Section 54 application to vary condition No. 11 of planning permission J/2006/0883/F and Condition 1 of LA11/2020/0537/F to extend the operational lifetime of the windfarm from 30years to 40 years. | Gortnagross TD, Seegronan TD and Meenamullan TF; Killeter, Strabane, Co. Tyrone | 219311 | 377965 | Approved | 2024/25 | 2024-05-31 |  |  | Approved
LA09/2024/0208/F | 2024-02-19 | Mid Ulster | Wind farm | An application under Section 54 of the Planning Act (Northern Ireland) 2011 to vary condition no. 19 of planning permission M/2007/1407/F and condition no. 1 of LA09/2020/0880/F to extend the operational lifetime of the wind farm from 30 years to 40 years | Shantavny Scotch Omagh Road Ballygawley | 258145 | 360249 | Approved | 2024/25 | 2024-09-12 |  |  | Approved
LA09/2024/0210/F | 2024-02-19 | Mid Ulster | Wind farm | An application under Section 54 of the Planning Act (Northern Ireland) 2011 to vary condition no. 16 of planning permission H/2010/0009/F and condition no. 1 of LA09/2020/0832/F to extend the operational lifetime of the wind farm from 30 years to 40 years | Crockandun approximately 450M WSW of Junction of Cullion Road and Drumard Road, Draperstown, Magherafelt | 276704 | 387866 | Approved | 2024/25 | 2024-06-21 |  |  | Approved
LA01/2024/0204/F | 2024-02-20 | Causeway Coast and Glens | Single wind turbine | Proposed wind turbine with 40m hub height and 51.5m rotor diameter (225kW) and associated works, to replace that approved under E/2010/0322/F. (Amended proposal and additional information submitted) | c. 230m southeast of 41 Dunamallaght Road, Ballycastle | 312028 | 439536 |  |  |  | 1 | 12 months and over | Pending
LA11/2024/0153/F | 2024-02-20 | Derry and Strabane | Single wind turbine | Erection of wind turbine with a 40m hub height and 52m rotor diameter to replace existing wind turbine (approved under J/2012/0190/F) and 2 no. cabinets | Lands approx 457m north west of 194 Berryhill Road, Donemana, Co Tyrone, BT82 0JB | 242247 | 403064 |  |  |  | 1 | 12 months and over | Pending
LA05/2024/0162/F | 2024-02-22 | Lisburn and Castlereagh | Single wind turbine | Erection of replacement wind turbine with a maximum hub height of 40m and a maximum blade length of 26m to replace existing wind turbine approved and built under S/2011/0949/F, associated 2 no. electricity cabinets and site works. | Lands approx 481m south-east of No. 60 Back Road, Drumbo, Co Down, BT27 5LB | 332564 | 363357 |  |  |  | 1 | 12 months and over | Pending
LA01/2024/0237/F | 2024-02-26 | Causeway Coast and Glens | Single wind turbine | Proposed replacement of existing wind turbine and associated ancillary development. The existing turbine dimensions are 31.5m to hub height with 27m rotor diameter; proposed turbine dimensions to be 45m to hub height with 52m rotor diameter. | 250m East South East of No. 145 Cloyfin Road Coleraine | 289845 | 436405 |  |  |  | 1 | 12 months and over | Pending
LA09/2024/0237/F | 2024-02-26 | Mid Ulster | Wind farm | Variation of Condition 4 of LA09/2019/0990/F to facilitate construction works within some parts of the approved site during bird breeding season, without detriment to the stated reason for the Condition. | Lands approximately 300M S/SW of 29 Cullion Road Desertmartin | 280506 | 390290 | Approved | 2024/25 | 2024-06-05 |  |  | Approved
LA08/2024/0259/F | 2024-03-06 | Armagh, Banbridge and Craigavon | Solar farm | Installation and operation of a 29.9MW solar farm including photovoltaic panels, mounting frames, transformer / inverter units, and on-site substation with associated ancillary development including security fencing, pole mounted CCTV, associated landscaping, internal access tracks, new site access, internal cabling and associated site works. | Lands located south of Magheralin and southeast of Dollingstown. From north to south lands comprise: - Parcel 1 – Lands accessing onto Springhill Road, immediately northwest of No.22 Springhill Road, Lurgan and immediately to the rear and northeast of 66, 68 and 70-90 Inn Road, Dollingstown (c. 9.3 ha); - Parcel 2 – Lands c.300m southeast of 15 Springhill Road, Lurgan, c.240m northwest of 117 New Forge Road, Magheralin, Lurgan, and c.400m east of 64 Dromore Road, Lurgan (c.33.3ha); - Parcel 3 – Lands c 80m northeast of 102 Dromore Road, Waringstown, and immediately adjacent to and west of 108 Dromore Road (c.9.4ha); and - Parcel 4 – Lands c.660m southeast of 105 Dromore Road, Donaghcloney and extending south/southeast to c.80m north/northeast of 67 Drumlin Road, Craigavon and c.70m to the rear and southwest of 119 Dromore Road, Donaghcloney. (c. 11.5 ha). | 312219 | 356885 |  |  |  | 1 | 6 - 12 months | Pending
LA09/2024/0290/F | 2024-03-11 | Mid Ulster | Single wind turbine | Replacement of existing approved wind turbine, approved under LA09/2015/0436/F, change of rotor diameter from 34m to 54m | 39 Rockdale Road Cookstown | 277754 | 372777 | Approved | 2024/25 | 2024-06-25 |  |  | Approved
LA09/2024/0297/F | 2024-03-12 | Mid Ulster | Single wind turbine | Erection of replacement wind turbine with a hub height of 40m and a blade length of 19.5m to replace existing wind turbine approved and built under M/2011/0464/F, associated 2 no.electricity cabinets and site works. | Lands Approx 320M South-East of No 47 Aghintober Road Dungannon | 272075 | 362087 |  |  |  | 1 | 12 months and over | Pending
LA11/2024/0245/F | 2024-03-19 | Derry and Strabane | Single wind turbine | Proposed wind turbine, Enercon E70 E4 2.3mw. Hub height 85m, blade diameter 71m to replace previously approved A/2011/0229/F | Lands 410 M. North West of 567 Baranailt Road, Claudy | 254677 | 409518 |  |  |  | 1 | 6 - 12 months | Pending
LA10/2024/0288/F | 2024-04-08 | Fermanagh and Omagh | Single wind turbine | proposed Wind turbine with 50m tower and 52m rotor diameter. | Land approx 720m south of 76 Drumbarley Rd, Drumquin, Co. Tyrone BT78 4SS | 237964 | 371932 |  |  |  | 1 | < 6 months | Pending
LA11/2024/0345/F | 2024-04-17 | Derry and Strabane | Single wind turbine | Replacement of existing wind turbine approved under J/2010/0333/F with a new Vestas V47, 250kW wind turbine with a 40m hub height and 47m rotor diameter and ancillary works including hardstanding and extension to lane (amended shadow flicker assessment received) | Approximately 480m south east of 9 Strahans Road, Strabane, BT82 9SF | 233246 | 395814 |  |  |  | 1 | 6 - 12 months | Pending
LA10/2024/0341/F | 2024-04-25 | Fermanagh and Omagh | Single wind turbine | Replacement Wind Turbine to that approved under planning approval LA10/2016/0017/F - re-siting & increase in wind turbine hub height from 30m to 40m and rotor diameter from 34m to 54m. | Lands 102m north/north-west of 79 Greenhill Rd, Foydragh, Maguiresbridge, Co. Fermanagh | 236079 | 342926 |  |  |  | 1 | 6 - 12 months | Pending
LA11/2024/0393/F | 2024-04-30 | Derry and Strabane | Single wind turbine | Erection of new 250kW wind turbine with a 40m hub height and 52m rotor diameter to replace existing wind turbine (approved under J/2012/0090/F) and 2no. cabinets | Lands approx. 305m west of 56 Kilmore Road, Drumquin, Co. Tyrone, BT78 4PT | 230075 | 377913 |  |  |  | 1 | 6 - 12 months | Pending
LA11/2024/0409/F | 2024-05-06 | Derry and Strabane | Single wind turbine | Proposed replacement of existing wind turbine approved under J/2009/0340/F with a Vestas V44 turbine, comprising of a 40m hub height and blade span of 22m (overall tip height of 62m and 250kW capacity), utilising same access and existing hard standing area. | Lands at 270m South West of No. 76 Strabane Road, Newtownstewart, BT78 4JZ | 237104 | 387267 |  |  |  | 1 | 6 - 12 months | Pending
LA07/2024/0714/F | 2024-05-15 | Newry, Mourne and Down | Single wind turbine | Proposed replacement of existing turbine approved under Q/2011/0342/F with a Vestas V52 (250kW max) comprising of a 59m hub, (overall tip height of 85m), to serve existing engineering business. | Lands approximately 200m North East of No. 15 Herrons Road, Castlewellan., BT31 9SR | 331224 | 340309 |  |  |  | 1 | 6 - 12 months | Pending
LA11/2024/0435/F | 2024-05-17 | Derry and Strabane | Single wind turbine | Erection of Vestas V44 (250kW) wind turbine with a 50m hub height and 44m rotor diameter to replace existing operational wind turbine within the site (additional information received) | Approx. 316m south east of 16 Keenaghan Road, Artigarvan, Strabane, BT82 0AQ | 239560 | 399132 |  |  |  | 1 | 6 - 12 months | Pending
LA11/2024/0436/F | 2024-05-17 | Derry and Strabane | Single wind turbine | Erection of Vestas V44 (250 kW) wind turbine with a 50m hub height and 44m rotor diameter to replace existing operational wind turbine within the site (additional information received) | Approx. 323m south east of 16 Keenaghan Road, Artigarvan, Strabane, BT82 0AQ | 239497 | 399043 |  |  |  | 1 | 6 - 12 months | Pending
LA02/2024/0431/F | 2024-05-28 | Mid and East Antrim | Single wind turbine | Proposed erection of 50m hub height and 39m rotor diameter wind turbine and associated crane hardstanding and cabling in substitution of existing operational wind turbine with 30m tower height and 24 rotor diameter | Lands approximately 215m south of 31 Omerbane Road, Cloughmills, Ballymena, BT44 9PE | 311942 | 417694 | Approved | 2024/25 | 2025-01-09 |  |  | Approved
LA06/2024/0473/F | 2024-05-29 | Ards and North Down | Single wind turbine | Proposed erection of a Vestas V52 wind turbine on a 40m tower; overall tip height of 66m, with associated substation and control room buildings, access and laneway, and associated hard standing area. | Approximately 235m South West of No. 61 Carrickmannon Road, Ballygowan, BT23 6JH | 343567 | 361955 |  |  |  | 1 | 6 - 12 months | Pending
LA10/2024/0569/F | 2024-06-24 | Fermanagh and Omagh | Single wind turbine | Proposed development of a single wind turbine (with 85 metre hub height and 71 metre rotor diameter), kiosk building, access and ancillary site works | Lands approximately 355m south west of No. 175 Cloghfin Road, Sixmilecross, Co. Tyrone, BT79 9EQ | 262574 | 364865 | Approved | 2024/25 | 2025-03-19 |  |  | Approved
LA02/2024/0524/F | 2024-06-25 | Mid and East Antrim | Single wind turbine | Erection of single wind turbine with a 40m hub height with 27m blades, associated 2 no electricity cabinets, extension and upgrade of existing access lane, crane pad and all associated site works. | Lands approximately 200m north-west of No. 68 Marshallstown Road, Carrickfergus, Co Antrim, BT38 9DE | 342072 | 391096 | Withdrawn | 2024/25 | 2024-10-29 |  |  | Withdrawn
LA06/2024/0653/F | 2024-07-26 | Ards and North Down | Single wind turbine | Proposed replacement of existing wind turbine approved under X/2013/0165/F with a Vestas V52 wind turbine with a tower height of 55m and blade span of 26m, (overall tip height of 81m), regularising of existing laneway and new hard standing area and base for turbine | Approximately 230m NE of 28 Tullyhubbert Road, Moneyreagh, BT23 6BY | 341035 | 365590 |  |  |  | 1 | 6 - 12 months | Pending
LA03/2024/0604/F | 2024-08-13 | Antrim and Newtownabbey | Single wind turbine | Erection of wind turbine with a 40m hub height and 27m blade length, associated 2 no. electricity cabinets, access and site works | Approx 342m north-east of No. 92 Parkgate Road, Kells, Co Antrim, BT42 3PG | 317418 | 394771 |  |  |  | 1 | 6 - 12 months | Pending
LA01/2024/0938/F | 2024-08-14 | Causeway Coast and Glens | Single wind turbine | Proposed replacement of existing wind turbine (C/2014/0141/F). Proposed turbine dimensions to be 45m to hub height with 52m rotor diameter. (change of description). | On lands approximately 496m NW of 26 Ballindreen Road, Coleraine | 290358 | 431751 |  |  |  | 1 | 6 - 12 months | Pending
LA11/2024/0676/F | 2024-08-15 | Derry and Strabane | Single wind turbine | Proposed 850kW single wind turbine (with 50m hub height and 52m rotor diameter) access and ancillary site works (amended application site, proposal, application form, plans and additional information received) | Lands approximately 290m east of 4 Keenaghan Road, Strabane, Co. Tyrone, BT82 0AQ | 239205 | 398827 |  |  |  | 1 | 6 - 12 months | Pending
LA01/2024/1005/F | 2024-08-28 | Causeway Coast and Glens | Single wind turbine | Proposed Replacement of existing wind turbine approved under D/2012/0045/F with a Vestas V44 turbine, 150kW comprising of a 40m hub height and 44m rotor diameter and ancillary works. | 180m East of 100c Bravallen Road, Ballymoney | 298602 | 420439 |  |  |  | 1 | 6 - 12 months | Pending
LA02/2024/0651/F | 2024-08-28 | Mid and East Antrim | Solar farm | 1.5MW Solar PV Farm, comprising 11 rows of solar PV panels (2240 modules) with an approx mounting frame height of 2.2m; 1500KVA step-up transformer and c. 200m 11KV underground connecting cable to existing electrical network. New gated access off the existing internal quarry road. Internal access track c. 140m long, c. 3.5m wide. 10 no. pole mounted CCTV security cameras | Irish Salt Mining & Exploration Co. Ltd, 10 Fort Road, Kilroot, Carrickfergus | 345029 | 390065 | Approved | 2024/25 | 2024-11-15 |  |  | Approved
LA08/2024/1003/F | 2024-08-30 | Armagh, Banbridge and Craigavon | Single wind turbine | Erection of a Vestas V44 wind turbine comprising of a 40m hub height and rotor diameter of 44m (overall tip height of 62m) with associated underground cabling, areas of hardstanding and site works, extension to access laneway and retention of switch room. Removal of existing wind turbine, boundary treatments and area of existing hardstanding. | Lands approximately 85m South West of No. 39 Lisnasure Road, Donaghcloney, BT66 7NN | 314300 | 354095 |  |  |  | 1 | 6 - 12 months | Pending
LA01/2024/0988/S54 | 2024-09-04 | Causeway Coast and Glens | Solar farm | Section 54 variation of Condition No.2 (Time Limit on which electricity is connected to the grid & submission of decommissioning scheme) from LA01/2015/0980/F: From: This permission is for a limited period, expiring 30 years from the date which electricity from the solar farm is connected to the grid. Within 12 months of the permanent cessation of electricity generation at the site, or upon the expiration of this permission, whichever is sooner, all above ground structures shall be removed from the site and the land restored in accordance with a scheme to be submitted to and agreed in writing with the Planning Authority at least one year prior to the commencement of any decommissioning works. To: This permission is for a limited period, expiring 40 years from the date on which electricity from the solar is connected to the grid. Within 12 months of the permanent cessation of electricity generation at the site, or upon the expiration of this permission, whichever is the sooner, all above ground structures shall be removed from the site and the land restored in accordance with a decommissioning scheme to be submitted and agreed in writing with the Council. The scheme shall be submitted to the Council at least 3 months prior to the commencement of any decommissioning works. | Lands are located immediately NE at 11 Bushtown Road extending eastwards. Lands begin approximately 470m North of 38 Kilmaconnell Road approximately 240m West.Northwest of 17 Kilmaconnell Road and approximately 200m West/Southwest of 406 Ballyness Park, Castleroe. | 284602 | 429567 | Refused | 2024/25 | 2025-03-06 |  |  | Refused
LA09/2024/1109/F | 2024-09-20 | Mid Ulster | Single wind turbine | Proposed single wind turbine (with 40 metre hub height and 27 metre rotor diameter), access and ancillary site works | Lands Approx 222M South East of 17 Cadian Road Dungannon | 276019 | 357086 |  |  |  | 1 | 6 - 12 months | Pending
LA08/2024/1146/F | 2024-09-23 | Armagh, Banbridge and Craigavon | Single wind turbine | Erection of a Vestas V44 wind turbine comprising of a 40m tower and 22m blade span (overall tip height of 62m) with associated underground cabling, areas of hardstanding and site works and retention of switch room. Removal of existing wind turbine and area of existing hardstanding. | Lands at 200m North West of No. 33 Dublin Hill Road, Dromore, BT25 1SY | 317499 | 354772 |  |  |  | 1 | 6 - 12 months | Pending
LA10/2024/0928/F | 2024-09-30 | Fermanagh and Omagh | Single wind turbine | Proposed erection of Vestas V66 wind turbine on 60m hub height and 66m rotor diameter and associated switch control building and Electrical cabinet, crane hardstanding and section of new laneway | Lands approximately 280m North of 128 Rockstown Road, Carrickmore, BT79 9BX, Accessing onto Devesky Road, Carrickmore | 264547 | 373349 |  |  |  | 1 | < 6 months | Pending
LA01/2024/1110/S54 | 2024-10-04 | Causeway Coast and Glens | Single wind turbine | Section 54 Application to Remove Condition No.7 (Submission of noise survey) & Vary Condition No.3 (assessment of noise immissions) from LA01/2019/1119/F. From: Within 4 weeks of a written request by Causeway Coast and Glens Borough Council, following a noise complaint from the occupant of a dwelling which lawfully exists or has planning permission at the date of this consent, the wind turbine operator shall, at his/her expense employ a suitably qualified and competent person, to assess the level of noise immissions from the wind turbine at the complainant’s property following the procedures described in Pages 102-109 of ETSU-R-97. Details of the noise monitoring survey shall be submitted to Causeway Coast and Glens Borough Council for written approval, prior to any monitoring commencing Causeway Coast and Glens Borough Council shall be notified not less than 2 weeks in advance of the date of commencement of the noise monitoring. Reason: To Protect the Amenity of Existing/Committed Receptors. To: Within 4 weeks of a written request by Causeway Coast and Glens Borough Council, following a reasonable noise complaint from the occupant of a dwelling which lawfully exists or has planning permission at the date of this consent, the wind turbine operator shall, at his/her expense employ a suitably qualified and competent person, to assess the level | 140m SW of 67 Altikeeragh Road, Castlerock | 275237 | 432073 | Approved | 2024/25 | 2025-01-29 |  |  | Approved
LA08/2024/1247/S54 | 2024-10-22 | Armagh, Banbridge and Craigavon | Single wind turbine | Section 54 application to vary Conditions Nos. 7 and 8 of planning approval LA08/2021/0223/F (replacement of the existing wind turbine (51.5m hub height and 66.5m tip height) as approved in application Q/2012/0372/F with a V52 wind turbine up to 51.9m hub height and up to 77.9m tip height, electrical cabinets, hard standing area and all associated and ancillary works.) Condition no.7 shall be amended to read: “Within 21 days of a written request by the Council, following a noise complaint which it judges to be reasonable from the occupant of a dwelling which lawfully exists or has planning permission for construction at the date of this consent, the wind turbine operator shall, at their expense employ a suitably qualified and competent person to assess the level of noise emissions from the wind turbine at the complainant’s property following the procedures described in pages 102-109 of ETSU-R-97.” Condition no.8 shall be amended to read: “The wind farm operator shall provide to the Council the independent consultant’s assessment of the rating level of noise emissions within 3 months of the date of the written request from the Council following a reasonable noise complaint unless otherwise agreed by the Council. The assessment shall include all data collected for the purposes of undertaking the compliance measurements and analysis.” | Lands 335m north of 30 Garvaghy Road, Banbridge BT32 3SZ | 321154 | 348179 | Approved | 2024/25 | 2024-12-23 |  |  | Approved
LA02/2024/0787/F | 2024-10-23 | Mid and East Antrim | Single wind turbine | Proposed Erection of Wind Turbine 60m high to centre of hub with a 66m rotor diameter with associated switch room building and cabinet, crane hardstanding, section of new laneway, underground cabling and all other associated works. | Lands approximately 400m North of 139 Braepark Road, Ballyclare BT39 9SX | 327638 | 397817 |  |  |  | 1 | < 6 months | Pending
LA01/2024/1221/F | 2024-11-01 | Causeway Coast and Glens | Wind farm | Proposed Dunbeg South Extension Wind Farm comprising 4no. three bladed wind turbines, each up to 149.9m maximum tip height; associated electricity transformers; underground cabling; access tracks; turning heads; site entrances; crane hardstandings; control building and substation compound and off-site areas of widening to the public road and all ancillary works. During construction and commissioning there would be a number of temporary works including a construction compound with car parking; temporary parts of crane hardstandings and welfare facilities. | The application site is located on lands to the north of A37, to the west of the existing Dunbeg Wind Farm and lands to the south of A37 adjacent to a disused quarry, in the townlands of Dunbeg and Dunmore, 6.2km north east of Limavady | 274633 | 425954 |  |  |  | 1 | < 6 months | Pending
LA11/2024/0844/F | 2024-11-12 | Derry and Strabane | Single wind turbine | Proposed 300 kW. wind turbine (40 M. tower and 33 M. blade diameter) | 140M NW of 19 Strahans Road Strabane BT82 9SG (amended site address) | 232255 | 395791 |  |  |  | 1 | < 6 months | Pending
LA10/2024/1174/F | 2024-11-29 | Fermanagh and Omagh | Wind farm | Proposed amendments to previously approved wind farm (K/2007/0547/F re. Clunahill Wind Farm, LA10/2019/1323/F re. new site entrance and LA10/2021/1088/F re. underground cable ducting) comprising 6no. turbines and associated infrastructure, including proposed change in turbine dimensions (tip height up to 142.5m and rotor diameter up to 117m), reconfiguration of turbine siting, reconfiguration of internal access route tracks and proposed amendments to the approved substation; proposed electrical compound / switchyard, met mast, temporary construction compound, borehole, delivery route junction improvements, access onto Glenbane Road and all associated ancillary works. | Lands at Glenbane Road, Clunahill Glebe, Drumquin | 229301 | 371700 |  |  |  | 1 | < 6 months | Pending
LA01/2024/1368/S54 | 2024-12-11 | Causeway Coast and Glens | Wind farm | Variation of Condition 14 (Noise Limits) of Planning approval LA01/2022/0981/F (Wind Farm). | Lands approximately 6km North East of Limavady accessed of the Broad Road in the townland of Gortcorbies Co Derry/Londonderry | 273815 | 425209 |  |  |  | 1 | < 6 months | Pending
LA01/2024/1430/F | 2024-12-11 | Causeway Coast and Glens | Wind farm | Variation of Condition 14 (Noise Limit) of Planning Approval LA01/2022/0981/F (Wind Farm) | Lands approximately 6km North East of Limavady accessed of the Broad Road in the townland of Gortcorbies Co Derry/Londonderry | 273815 | 425209 |  |  |  | 1 | < 6 months | Pending
LA02/2024/0932/F | 2024-12-18 | Mid and East Antrim | Solar farm | Proposed 3.5MW solar farm & associated development. | Lands to North West of 90 Woodside Road, Ballymena, BT42 4QH. | 314311 | 403673 |  |  |  | 1 | < 6 months | Pending
LA01/2025/0052/F | 2025-01-08 | Causeway Coast and Glens | Single wind turbine | Proposed replacement of existing turbine (permission ref: C/2008/0940/F) with the erection of a Vestas V44 wind turbine comprising of a 55m hub height and rotor diameter of 44m, associated underground cabling, area of hardstanding and site works, and retention of switch room and substation (includes removal of the existing wind turbine and area of existing hardstanding). | Lands at 160m North West of No. 43 Grove Road, Garvagh | 286416 | 412599 |  |  |  | 1 | < 6 months | Pending
LA06/2025/0014/F | 2025-01-09 | Ards and North Down | Single wind turbine | Erection of new proposed 40m hub height and 54m rotor diameter wind turbine (up to 1MW output) | Lands approx 390m SW of 19 Inishargy Road, Kircubbin | 361566 | 364624 |  |  |  | 1 | < 6 months | Pending
LA08/2025/0042/F | 2025-01-13 | Armagh, Banbridge and Craigavon | Solar farm | Installation and operation of a 4.995MW (net capacity) solar farm and associated infrastructure including photovoltaic panels, mounting frames, inverters, transformers, substation, fencing, pole mounted security cameras and associated site access and landscaping | Lands immediately south of the Castor Bay Water Treatment Works, Castor Bay Road, Lurgan and approximately 120m East of Nos. 81-85 Castor Bay Road, approximately 40m west of 51 Leansmount Road & approximately 218m northeast of 26 Killaghy Road, Lurgan | 307881 | 362277 |  |  |  | 1 | < 6 months | Pending
LA10/2025/0043/F | 2025-01-13 | Fermanagh and Omagh | Single wind turbine | Replacement to approval LA10/2015/0552/F, increase in wind turbine hub height from 40m to 55m and rotor diameter from 39m to 52m. | Land 116m North of 72 Ballyconnell Road, Derrylea, Derrylin. BT92 9QR. | 228156 | 325587 |  |  |  | 1 | < 6 months | Pending
LA09/2025/0027/F | 2025-01-15 | Mid Ulster | Single wind turbine | Proposed replacement of existing operational 150KW Wind Turbine with alternative Vestas V44 Wind Turbine with hub height increased from 30m to 40.5m and Rotor diameter increased from 24m to 44m with associated section of additional laneway, crane hardstanding, cabling, switch room and all other ancillary works. | Lands Approx 295M South West of 6 Lisnagowan Road Dungannon | 278826 | 366940 |  |  |  | 1 | < 6 months | Pending
LA09/2025/0063/F | 2025-01-28 | Mid Ulster | Single wind turbine | Erection of wind turbine with a 36m hub height and 14.8m blade radius, associated 2 no electricity cabinets and site works | Lands 123M North-East of 20 Brigh Road, Stewartstown | 286942 | 372646 |  |  |  | 1 | < 6 months | Pending
LA01/2025/0125/F | 2025-01-29 | Causeway Coast and Glens | Single wind turbine | Replacement of existing wind turbine with a proposed 250KW (Max) turbine on a 50m tower (increased from 31m) & rotor radius of 27m & associated site works | Approx 150m South East of 15 Pinehill Road, Kilraughts, Ballymoney | 303310 | 423906 |  |  |  | 1 | < 6 months | Pending
LA11/2025/0114/F | 2025-02-13 | Derry and Strabane | Single wind turbine | Proposed erection of Vestas V52 (250Kw) wind turbine 50m high to centre of hub and 52m rotor diameter in substitution of existing installed wind turbine | Lands approx. 100m south west of 123 Strabane Road (accessing onto Drumnabey Road), Castlederg, BT81 7JD | 228582 | 384905 |  |  |  | 1 | < 6 months | Pending
LA10/2025/0177/F | 2025-02-17 | Fermanagh and Omagh | Single wind turbine | Proposed erection of Wind Turbine 55m high to centre of hub and 52m rotor diameter with associated crane hardstanding and auxiliary works in substitution of existing installed wind turbine with 31m hub height and 27m rotor diameter- K/2011/0635/F | Lands approximately 225m North East of 87 Killyliss Road, Fintona BT78 2LL | 240499 | 360580 |  |  |  | 1 | < 6 months | Pending
LA10/2025/0180/F | 2025-02-17 | Fermanagh and Omagh | Single wind turbine | Amendment to approval L/2013/0354/F( Wind Turbine), increase in wind turbine hub height from 41.5m to 50m and rotor diameter from 30m to 54m | Lands 190m North of Townview farm, 10 Breagho Road, Breagho, Enniskillen. BT74 4DE. | 226568 | 348123 |  |  |  | 1 | < 6 months | Pending
LA08/2025/0227/F | 2025-02-21 | Armagh, Banbridge and Craigavon | Single wind turbine | Proposed Single wind turbine with 41.6 m hub height and 39m rotor diameter with associated ancillary development including construction of laneway and crane hardstanding, on site sub station and control building, underground cables all other ancillary and associated works | Lands 285 metres south west of no.48 Boconnell Lane, Lurgan | 305366 | 359898 |  |  |  | 1 | < 6 months | Pending
LA11/2025/0130/F | 2025-02-21 | Derry and Strabane | Single wind turbine | Proposed erection of Vesta V52 (250 kw) wind turbine 55m high to centre of hub and 52m rotor diameter in substitution of existing installed wind turbine (amended proposal and additional information received) | Lands approximately 315m north of 36 Freughlough Road, Castlederg, BT81 7JT | 227523 | 386810 |  |  |  | 1 | < 6 months | Pending
LA09/2025/0203/F | 2025-02-26 | Mid Ulster | Single wind turbine | Proposed 200Kw Vesta V25 Wind Turbine | Land Approx 79M South of 14 Turnaface Road Moneymore | 285119 | 383534 |  |  |  | 1 | < 6 months | Pending
LA10/2025/0208/F | 2025-02-26 | Fermanagh and Omagh | Single wind turbine | Replacement and Relocation of Wind Turbine, 80m Hub Height and 70m Rotor Diameter (In Substitution of Existing Approval LA10/2015/0584/F) | 465m West of 240 Boho Road, Dooletter, Derrygonnelly, BT745BP | 210000 | 342790 |  |  |  | 1 | < 6 months | Pending
LA01/2025/0192/F | 2025-03-05 | Causeway Coast and Glens | Single wind turbine | Proposed erection of a Vestas V52 wind turbine with a hub height of 50m and blade span of 26m (overall tip height of 76m), extension to existing laneway, a proposed gravel hardstanding area and the erection of ancillary substation and switch room buildings. | Approximately 485m West of 105 Moyarget Road, Ballycastle | 306551 | 439141 |  |  |  | 1 | < 6 months | Pending
LA05/2025/0161/F | 2025-03-06 | Lisburn and Castlereagh | Single wind turbine | Relocation of wind turbine (retrospective) | 160m south of 50 Monlough Road, Ballyknockan, Ballygowan, BT23 6PN | 340171 | 363356 |  |  |  | 1 | < 6 months | Pending
LA02/2025/0231/F | 2025-03-14 | Mid and East Antrim | Single wind turbine | Installation of wind turbine with 30m hub height, 30m rotor diameter, and concrete base | 230m north-west of No 85 Deerfin Road, Ballymena | 317373 | 401795 |  |  |  | 1 | < 6 months | Pending
LA10/2025/0296/F | 2025-03-19 | Fermanagh and Omagh | Single wind turbine | Proposed erection of wind turbine with 50m tower and and 52m rotor diameter | Lands c.260m southwest of 109 Boho Rd, Boho, Enniskillen. | 214612 | 344623 |  |  |  | 1 | < 6 months | Pending
LA10/2025/0305/F | 2025-03-20 | Fermanagh and Omagh | Single wind turbine | Wind turbine on 50m tower and 54m rotor diameter | Lands 275m north-west of 2 Tarlem Rd (Access off the Millbrae Rd), Omagh, Co. Tyrone | 240809 | 374459 |  |  |  | 1 | < 6 months | Pending
LA08/2025/0387/F | 2025-03-28 | Armagh, Banbridge and Craigavon | Single wind turbine | Proposed wind turbine and associated ancillary development including an electrical switch room and an extension to the existing access lane. Turbine dimensions: 50m to hub height, 52m rotor diameter. | On lands approximately 330m South West of No. 7 Blue Road, Gilford, BT63 6EF. | 309607 | 348262 |  |  |  | 1 | < 6 months | Pending
LA01/2025/0312/F | 2025-03-31 | Causeway Coast and Glens | Single wind turbine | Proposed Single wind turbine with 45.5 m hub height and 47m rotor diameter with associated ancillary development including construction of crane hardstanding, underground cables and all other ancillary and associated works in substitution of existing installed wind turbine | Approximately 300m North West of 55 Moyan Road, Ballymoney | 302995 | 425947 |  |  |  | 1 | < 6 months | Pending